## Sheet 1
CNP10 Price Schedule - Effective March 1, 2022
Item ID | Description | Pack Quantity | List Price | Customer Price | UPC | Weight | Length | Width | Height
35 | Range Hood Mounting Brackets | 1 | 36.96 | 18.11 | 026715021697 | 1.7 | 1.0167 | 0.49166 | 0.125
73 | High Temperature Control | 1 | 55.54 | 27.21 | 026715016068 | 0.7 | 0.73333 | 0.28333 | 0.28333
83 | Thermostat Kit. Rated 120/240VAC, 12.5 amps. Temperature range 40° 125° F | 1 | 26.66 | 13.06 | 026715022410 | 0.3 | 0.425 | 0.25 | 0.30833
84 | Surface Mount Kit, White enameled steel, For Broan Comfort-Flo Wall Heaters | 1 | 54.5 | 26.71 | 026715022434 | 2.8 | 1.125 | 0.89166 | 0.4
85 | Surface Mount Kit, White enameled steel, For High Capacity Wall Heaters | 1 | 120.88 | 59.23 | 026715022441 | 5.4 | 1.9 | 1.5583 | 0.39166
90 | Thermostat Kit, For Kickspace Heaters, 120/240 Vac, 12.5 amps. Temperature Range 40°-130° F | 1 | 71.64 | 35.1 | 026715022496 | 0.35 | 0.4 | 0.4 | 0.3
97 | 7-Inch Round Damper for Range Hoods and Ventilation Fans | 1 | 45.5 | 22.3 | 026715038909 | 1.6 | 0.68333 | 0.68333 | 0.70833
112 | Kickspace Heater, White, 1500W 240VAC, 750/1500W 120VAC, with built-in thermostat. | 1 | 347.58 | 170.31 | 026715004058 | 14.5 | 1.8542 | 0.52083 | 1.2417
114 | Kickspace Heater, White, 1500W 240VAC, 750/1500 W 120 VAC, Without Built-in Thermostat. | 1 | 309.32 | 151.57 | 026715022540 | 14.5 | 1.8542 | 0.52083 | 1.2417
120 | Heater, White Grille, 500/1000W 120VAC, 750W 208VAC, 1000W 240VAC | 1 | 213.42 | 104.58 | 026715004409 | 7.3 | 1.25 | 0.91666 | 0.50833
124 | Heater, White Grille, 750/1500W 120VAC, 1125W 208VAC, 1500W 240VAC | 1 | 223.94 | 109.73 | 026715004416 | 7.2 | 1.25 | 0.91666 | 0.50833
128 | Heater, White Grille, 1000/2000W 240VAC, 750/1500W 208VAC | 1 | 230.72 | 113.05 | 026715004423 | 7.6 | 1.25 | 0.91666 | 0.50833
157 | Fan-Forced Ceiling Heater, Aluminum; Low-profile , Enclosed Sheathed Element, 1250W, 120VAC. | 1 | 165.84 | 71.04 | 026715080731 | 3 | 1.0417 | 1.0583 | 0.33333
161 | Broan One-Bulb Heater, 250W BR40 Infrared Bulb, Not Type IC | 1 | 70.02 | 27.21 | 026715002634 | 5.3 | 1.15 | 0.90833 | 0.61666
162 | Broan 70 CFM One-Bulb Heater/Ventilation Fan, 250W BR40 Infrared Bulb, 4.0 Sones | 1 | 149.02 | 47.44 | 026715002627 | 7.35 | 1.0458 | 0.91666 | 0.63333
163 | Broan Two-Bulb Heater, (2) 250W BR40 Infrared Bulbs, Type IC, UL Listed for 60°C Wiring (retrofits) | 1 | 122.04 | 49.06 | 026715002610 | 7.2 | 1.3833 | 0.925 | 0.61666
164 | Broan Two-Bulb Heater/Ventilation Fan 70 CFM, (2) 250W BR40 Infrared Bulbs, 4.0 Sones | 1 | 193.66 | 68.03 | 026715002603 | 9.1 | 1.3833 | 1.025 | 0.6
170 | Wall Heater, White, 500/1000W 120VAC, 750W 208VAC, 1000W 240 VAC. | 1 | 213.42 | 104.58 | 026715004430 | 7.2 | 1.25 | 0.91666 | 0.50833
174 | Wall Heater, White, 750/1500W 120VAC, 1125W 208VAC, 1500W 240 VAC. | 1 | 223.94 | 97.1 | 026715002573 | 7.2 | 1.2417 | 0.925 | 0.50833
178 | Wall Heater, White, 1000/2000W 240VAC, 750W/1500W 208 VAC. | 1 | 240.04 | 117.62 | 026715004485 | 7.4 | 1.25 | 0.91666 | 0.50833
192 | Wall Heater, High Capacity, White, 1000/2000W 240VAC, 750/1500W 208VAC. | 1 | 523.68 | 245.95 | 026715100033 | 22 | 1.8583 | 1.525 | 0.575
194 | Wall Heater, High Capacity, White, 1500/3000W 240VAC, 1125/2250W 208VAC. | 1 | 551.9 | 252.77 | 026715022656 | 22 | 1.8583 | 1.525 | 0.575
198 | Wall Heater, High Capacity, White, 2000/4000W 240VAC, 1500/3000W 208VAC. | 1 | 578.2 | 262.36 | 026715022670 | 22 | 1.8583 | 1.525 | 0.575
335 | 1200 CFM External Blower, for use with Select Broan Range Hoods | 1 | 1366.44 | 669.56 | 026715109968 | 38 | 3 | 1.2083 | 2.1917
336 | 1200 CFM External Blower, for use with Select Broan Range Hoods | 1 | 1705.84 | 835.86 | 026715109975 | 44 | 3 | 1.2083 | 2.1917
353 | Broan 760 or 1020 CFM Powered Attic Ventilator, Gable Mounted | 1 | 188.6 | 92.41 | 026715001538 | 11.1 | 1.3833 | 1.3167 | 0.725
358 | Broan 1000 CFM Powered Attic Ventilator, Roof Mounted, Aluminum Dome | 1 | 338.74 | 165.98 | 026715001569 | 17.8 | 1.9583 | 0.70833 | 2
372 | Standard hose, Central Vacs, 32 Feet long in Dark Gray | 1 | 141.64 | 48.16 | 784891772207 | 7 | 0.81666 | 1.4667 | 1.4333
391 | Six-Gallon Vacuum Bags for Central Vacuums, Set of 3 | 6 | 14.68 | 4.99 | 784891992407 | 0.5 | 0.73333 | 0.66666 | 0.14583
392 | Optional Muffler | 1 | 35.74 | 12.15 | 784891773204 | 1.1 | 1.0083 | 0.45833 | 0.475
393 | Metal Wall Cap terminates exhaust discharge tube to outside | 6 | 39.56 | 13.44 | 784891992421 | 0.82 | 0.5 | 0.58333 | 0.25
394 | Blank Cover Plate white; used in place of wall inlet in speculative rough-in installations | 10 | 24.86 | 8.46 | 784891993398 | 0.1 | 0.025 | 0.25 | 0.31666
395 | Rough-In for Pre-installation | 6 | 105.92 | 36 | 784891992438 | 1.9 | 2.3167 | 0.33333 | 0.5
406 | 6" Round Duct | 5 | 28.34 | 13.89 | 026715020645 | 12.1875 | 2.075 | 0.64166 | 0.63333
407 | 7-Inch Round Duct for Range Hoods and Bath Ventilation Fans | 5 | 29.26 | 14.34 | 026715011186 | 10.625 | 2.0917 | 0.70833 | 0.74166
408 | 8-Inch Round Duct for Range Hoods and Bath Ventilation Fans | 5 | 32.2 | 15.78 | 026715229659 | 2.2 | 2 | 0.66666 | 0.66666
410 | 10-Inch Round Duct for Range Hoods and Bath Ventilation Fans | 5 | 37.76 | 18.5 | 026715022748 | 20 | 0.85 | 0.81666 | 2.0583
411 | 6-Inch Round Transition for Range Hoods and Bath Ventilation Fans | 1 | 34.34 | 16.83 | 026715002672 | 1.5 | 0.875 | 0.89166 | 0.64166
413 | 8-Inch Round Transition for Range Hoods and Bath Ventilation Fans | 1 | 42 | 20.58 | 026715015993 | 1.9 | 1.025 | 1.0167 | 0.89166
414 | 10-Inch to 8-Inch Round Transition for Range Hoods and Bath Ventilation Fans | 1 | 62.52 | 30.63 | 026715075478 | 2 | 1.025 | 1.0167 | 0.89583
415 | 7-Inch Round Elbow Duct for Range Hoods and Bath Ventilation Fans | 4 | 21.96 | 10.76 | 026715007967 | 6.5 | 1.6917 | 1.6833 | 0.675
418 | 10-Inch Round Elbow Duct for Range Hoods and Bath Ventilation Fans | 1 | 53.1 | 26.02 | 026715059454 | 3.4 | 1.1333 | 1.1167 | 0.9
419 | 6-Inch Round Elbow Duct for Range Hoods and Bath Ventilation Fans | 1 | 23.22 | 11.38 | 026715016006 | 1.1 | 0.98333 | 0.77083 | 0.77083
421 | 10-Inch Round Damper for Range Hoods and Bath Ventilation Fans | 1 | 58.66 | 28.74 | 026715039005 | 0.75 | 1 | 0.83333 | 0.125
423 | 10-Inch Round to Rectangular Transition for Range Hoods and Bath Ventilation Fans | 1 | 87.4 | 42.83 | 026715039029 | 3.6 | 1.6 | 0.95 | 0.95
427 | 10-Inch Round Horizontal Transition for Range Hoods and Bath Ventilation Fans | 1 | 93.66 | 45.89 | 026715126071 | 2.5 | 1.65 | 0.94166 | 0.6
428 | Broan-NuTone Vertical Elbow Transition for Range Hoods and Bath Ventilation Fans | 1 | 43.72 | 21.42 | 026715011148 | 1.3 | 1.025 | 0.49166 | 0.71666
429 | Broan-NuTone Horizontal Elbow Transition for Range Hoods and Bath Ventilation Fans | 1 | 58.66 | 28.74 | 026715011155 | 2.2 | 1 | 1.025 | 0.875
430 | Short Eave Elbow Transition for Range Hoods and Bath Ventilation Fans | 1 | 76.28 | 37.38 | 026715016013 | 2.8 | 0.98333 | 0.9 | 0.53333
431 | Long Eave Elbow Transition for Range Hoods and Bath Ventilation Fans | 1 | 76.56 | 37.51 | 026715016020 | 3.6 | 1.0167 | 0.88333 | 0.79166
432 | 8-Inch Round Elbow Duct for Range Hoods and Bath Ventilation Fans | 1 | 38.8 | 19.01 | 026715229666 | 1.95 | 1.0208 | 1 | 0.85416
433 | Automatic Shutter (use with Models 353 and 35316 ? Sold separately). | 1 | 101.82 | 49.89 | 026715000517 | 3.25 | 1.7417 | 1.6333 | 0.24166
437 | Roof Cap for High Capacity Fans up to 1200 CFM, in Black | 1 | 235.6 | 115.44 | 026715039074 | 12 | 2.3417 | 0.83333 | 1.575
438 | 8-Inch Round Inline Damper for Range Hoods and Bath Ventilation Fans | 1 | 50.58 | 24.78 | 026715075492 | 1.6 | 0.69166 | 0.69166 | 0.69166
441 | Broan-NuTone 10-Inch Wall Cap for Range Hoods and Bath Ventilation Fans | 1 | 125.28 | 61.39 | 026715039081 | 3.8 | 1.175 | 1.1458 | 0.32083
459 | 3-1/4" x 14" to 8" Round Transition | 1 | 57.08 | 27.97 | 026715153794 | 1.9 | 1.275 | 0.66666 | 0.76666
502 | Broan 10-Inch, 270 CFM Side Discharge Ventilation Fan, White Square Plastic Grille, 8.0 Sones | 1 | 303.1 | 148.52 | 026715022823 | 10.8 | 1.4583 | 0.65 | 1.2
503 | Broan 8-Inch, 160 CFM Side Discharge Ventilation Fan with White Square Plastic Grille, 5.0 Sones | 1 | 196.92 | 96.49 | 026715022830 | 7.9 | 1.2917 | 0.54166 | 1.0417
504 | Broan 10-Inch 350 CFM Vertical Discharge Ventilation Fan, White Square Plastic Grille, 6.5 Sones | 1 | 242.06 | 118.61 | 026715022847 | 8.6 | 1.1667 | 0.775 | 1.1833
505 | Broan 180 CFM 8-Inch Vertical Discharge Fan with White Square Plastic Grille, 6.5 Sones | 1 | 165.1 | 80.9 | 026715022854 | 7 | 1.1417 | 0.70833 | 1.1583
506 | Broan 10-Inch 430 CFM Chain-Operated Wall Ventilation Fan with White Square Plastic Grille, 7.5 Sones | 1 | 302.78 | 148.36 | 026715022861 | 12.6 | 1.25 | 0.79166 | 1.2583
507 | Broan 8-Inch 250 CFM Chain-Operated Wall Ventilation Fan with White Square Plastic Grille, 7.0 Sones | 1 | 236.04 | 115.66 | 026715022878 | 11.1 | 1.25 | 0.79166 | 1.2583
508 | Broan 10-Inch 270 CFM Through Wall Ventilation Fan, White Square Plastic Grille, 7.0 Sones | 1 | 302.78 | 148.36 | 026715022885 | 13.3 | 1.625 | 0.91666 | 1.225
509 | Broan 180 CFM 8-Inch Through Wall Ventilation Fan with White Square Plastic Grille, 7.5 Sones | 1 | 191.16 | 93.67 | 026715022892 | 12.7 | 1.6417 | 0.91666 | 1.2333
510 | Broan 10-Inch 380 CFM Room To Room Ventilation Fan with White Square Plastic Grille, 6.5 Sones | 1 | 273.56 | 134.04 | 026715022915 | 10.2 | 1.1333 | 0.725 | 1.1667
511 | Broan 8-Inch 180 CFM Room To Room Ventilation Fan with White Square Plastic Grille, 4.5 Sones | 1 | 212.7 | 104.22 | 026715022922 | 8.3 | 1.1333 | 0.725 | 1.1667
512 | Broan 6-Inch 90 CFM Room to Room Ventilation Fan with 8-Inch Round Grille, 3.5 Sones | 1 | 93.7 | 45.91 | 026715022939 | 3.2 | 0.71666 | 0.7 | 0.575
611 | 8-Inch, Roof Cap, For Flat Roof, Aluminum | 1 | 113.36 | 55.55 | 026715066926 | 3.4 | 1.35 | 0.93333 | 1.3417
612 | 12-Inch, Roof Cap, For Flat Roof, Aluminum | 1 | 194.38 | 95.25 | 026715066940 | 7.2 | 1.7667 | 1.7667 | 1.775
613 | 12-Inch Wall Cap Aluminum | 1 | 123.34 | 60.44 | 026715066964 | 3.9 | 1.3333 | 1.7083 | 1.3333
634 | Broan-NuTone Roof Cap, Steel, Black, 3-1/4" x 10" or up to 8" round duct | 1 | 64.68 | 28.83 | 026715002658 | 5.1 | 1.6 | 1.2083 | 0.625
636 | Broan-NuTone Roof Cap, Steel, Black, 3" or 4" Round Duct | 1 | 37.06 | 15.94 | 026715000609 | 2 | 0.95 | 0.80833 | 0.4375
639 | Broan-NuTone Wall Cap, Steel, Black, 3-1/4" x 10" Duct | 1 | 43.6 | 19.42 | 026715002641 | 2.5 | 1.1083 | 0.80833 | 0.525
641 | Broan-NuTone Wall Cap, Aluminum, 6" Round Duct | 1 | 88.84 | 36.89 | 026715011377 | 1.3 | 0.79166 | 0.79166 | 0.66666
642 | Wall Cap, Aluminum, 4-Inch Round Duct | 4 | 33.82 | 16.57 | 026715011384 | 3.5 | 1.1333 | 1.125 | 0.83333
643 | Wall Cap for 8-Inch Round Duct for Range Hoods and Bath Ventilation Fans | 1 | 111.96 | 54.86 | 026715022946 | 2.4 | 1.125 | 1.1333 | 0.88333
644 | Broan-NuTone Roof Cap in Natural Aluminum Finish, 3-1/4" x 10" or up to 8" round duct | 1 | 83.68 | 41 | 026715003938 | 3.2 | 1.6 | 1.2083 | 0.60833
646 | Wall Cap, White Plastic Louvered, 6-Inch Round Duct | 1 | 60.18 | 29.49 | 026715016051 | 0.9 | 0.69166 | 0.70833 | 0.7
647 | Wall Cap for 7-Inch Round Duct for Range Hoods and Bath Ventilation Fans | 1 | 100.34 | 49.17 | 026715052127 | 1.4 | 0.79166 | 0.79166 | 0.66666
649 | Wall Cap for 3-1/4-Inch x 10-Inch Duct for Range Hoods and Bath Ventilation Fans | 1 | 56.38 | 27.63 | 026715003945 | 1.4 | 1.1083 | 0.80833 | 0.525
658 | Broan 70 CFM, Heater/Fan Combo, 4.0 Sones | 1 | 264.06 | 114.2 | 026715023011 | 12.4 | 1.5333 | 1.0083 | 0.80833
659 | Broan Heater/Fan/Light 50 CFM Ventilation Fan with White Plastic Grille, 2.5 Sones | 1 | 269.18 | 131.9 | 026715023035 | 12.5 | 1.525 | 1.0125 | 0.81666
670 | Broan 50 CFM Ventilation Fan, 3.5 Sones | 1 | 82.92 | 40.63 | 026715023059 | 3.8 | 0.85 | 0.35833 | 0.79166
671 | Broan 70 CFM Ventilation Fan, 6.0 Sones | 1 | 76.04 | 31.02 | 026715002528 | 3.7 | 0.85 | 0.35833 | 0.79166
673 | Broan 60 CFM 8-Inch Vertical Discharge Fan with White Circle Plastic Grille, 4.5 Sones | 1 | 75.88 | 37.18 | 026715002535 | 3.2 | 0.71666 | 0.71666 | 0.59166
678 | Broan 50 CFM Ventilation Fan with Light, 2.5 Sones | 1 | 122.92 | 36.94 | 026715002597 | 5.9 | 0.98333 | 0.79166 | 1.075
679 | Broan 70 CFM Ventilation Fan with light, 3.5 Sones | 1 | 136.62 | 53.47 | 026715023097 | 6.4 | 0.98333 | 0.79166 | 1.075
682 | Broan Duct-free Ventilation Fan with plastic grille, snap-in mounting and charcoal filter | 1 | 86.14 | 42.21 | 026715007196 | 3.5 | 0.74166 | 0.41666 | 0.79166
688 | Broan 50 CFM Ventilation Fan, 4.0 Sones | 1 | 61.52 | 16.25 | 026715002511 | 3.5 | 0.85 | 0.35833 | 0.79166
695 | NuTone 70 CFM Ventilation Fan, 6.0 Sones | 1 | 76.04 | 31.02 | 784891258367 | 3.8 | 0.85 | 0.35833 | 0.79166
696 | Broan 100 CFM Ventilation Fan with Light, 4.5 Sones | 1 | 251.02 | 123 | 026715023158 | 10.3 | 1.5417 | 1.0083 | 0.8
744 | Broan Recessed 70 CFM Ventilation Fan Light, 1.5 Sones | 1 | 218.96 | 101.79 | 026715163014 | 9.4 | 1.2 | 0.79166 | 0.875
750 | Broan 100 CFM Ventilation Fan with Light and Night Light, Round White Grille with Glass Lens, 5.0 Sones | 1 | 302.32 | 120.53 | 026715148677 | 11.8 | 1.3917 | 0.83333 | 1.3833
751 | Broan 100 CFM Ventilation Fan with Light, Round White Grille with Glass Lens, 5.0 Sones | 1 | 272.54 | 98.8 | 026715148684 | 12 | 1.4 | 0.81666 | 1.3833
763 | NuTone 50 CFM Ventilation fan with Incandescent Light, 2.5 Sones with Transparent Polymeric Lens | 1 | 122.96 | 38.72 | 026715235179 | 5.9 | 0.79166 | 0.98333 | 1.075
834 | Filter for 8" Exhaust Fans (807C, 821C, 822C and 831C) | 6 | 23.92 | 11.72 | 784891991615 | 0.2 | 0.875 | 0.875 | 0.05833
854 | Filter for 10-Inch Exhaust Fans | 6 | 29.12 | 14.27 | 784891992827 | 2.52 | 1.1333 | 1.0833 | 0.325
889 | 3-1/4-Inch x 10-Inch Duct Sections for Range Hoods and Bath Ventilation Fans | 5 | 36.34 | 17.81 | 784891999611 | 12.1875 | 2.0417 | 0.95 | 0.45833
1006 | 12" Compactor Bags (includes 10 packs of 12) | 10 | 24.1 | 11.81 | 026715023202 | 20 | 1.4833 | 1.05 | 0.825
3808 | Semi-Rigid 8 Ft. PVC Tubing In White | 8 | 12.12 | 4.12 | 784891992315 | 13.696 | 8 | 0.66666 | 0.33333
3810 | Semi-Rigid 10 ft. PVC Tubing in White | 10 | 14.68 | 5.76 | 026715235445 | 22 | 10 | 0.70833 | 0.45833
3964 | Rough-in Kit for 3-Inlet Installation | 1 | 138.46 | 54.26 | 026715238439 | 5.2 | 0.94166 | 0.69166 | 0.81666
8210 | NuTone 210 CFM Ceiling Mount Utility Ventilation Fan with Vertical Discharge, 6.5 Sones | 1 | 210.44 | 103.12 | 784891212109 | 6.3 | 0.95 | 0.94166 | 0.73333
8310 | NuTone 160 CFM Wall/Ceiling Mount Side Discharge Utility Ventilation Fan 160 CFM, 5.0 Sones | 1 | 263.88 | 129.3 | 784891213106 | 7.7 | 1.25 | 0.63333 | 1.0333
11297 | VENMAR 24V WALL CONTROL | 1 | 129.36 | 63.39 | 772371112971 | 0.6 | 0.45833 | 0.4375 | 0.175
12030 | VENMAR LIGHTED PUSH | 1 | 39.24 | 19.23 | 772371120303 | 0.12 | 0.45833 | 0.29166 | 0.075
35316 | Broan 1160 or 1600 CFM Powered Attic Ventilator, Gable Mounted | 1 | 278.7 | 114.27 | 026715136971 | 13.1 | 1.3833 | 1.3167 | 0.725
273003 | 30-Inch Stainless Steel 500 CFM Downdraft with Stainless Steel cover | 1 | 1285.08 | 629.69 | 026715052974 | 66.2 | 2.8333 | 2.9 | 0.9
273603 | 36-Inch Stainless Steel 500 CFM Downdraft with Stainless Steel cover | 1 | 1285.08 | 629.69 | 026715052981 | 72.7 | 3.3333 | 2.8917 | 0.96666
283003 | 30-Inch, Stainless Steel, Downdraft, Designed for Optional External Blowers. Choice of Optional Exterior or In-line Blowers Purchased Separately | 1 | 892.6 | 437.37 | 026715054084 | 37.9 | 2.95 | 2.825 | 0.90833
283603 | 36-Inch, Stainless Steel, Downdraft, External Blower | 1 | 892.6 | 437.37 | 026715054091 | 43.2 | 3.325 | 2.8917 | 0.91666
372401 | 24-Inch, White, Under-Cabinet Hood Shell | 1 | 98.06 | 48.05 | 026715032242 | 6.8 | 2.25 | 0.64166 | 1.625
373001 | 30-Inch, White, Under-Cabinet Hood Shell | 1 | 92.66 | 45.4 | 026715032273 | 8.3 | 2.75 | 0.64166 | 1.625
373004 | 30-Inch, Stainless Steel, Under-Cabinet Hood Shell | 1 | 164.72 | 80.71 | 026715044542 | 8.3 | 2.75 | 0.64166 | 1.625
402101 | 21-Inch, White, Under-Cabinet Hood, 160 CFM | 1 | 195.62 | 95.85 | 026715030903 | 10.1 | 2 | 0.64166 | 1.625
402401 | 24-Inch, White , Under-Cabinet Hood, 160 CFM | 1 | 170.56 | 51.17 | 026715023585 | 10.9 | 2.25 | 0.64166 | 1.625
402404 | 24-Inch, Stainless Steel, Under-Cabinet Hood, 160 CFM | 1 | 239.6 | 79.29 | 026715023592 | 11.4 | 2.25 | 0.64166 | 1.625
403001 | 30-Inch, White, Under-Cabinet Hood, 160 CFM | 1 | 170.08 | 49.6 | 026715010813 | 12.1 | 2.75 | 0.625 | 1.625
403002 | 30-Inch, Bisque, Under-Cabinet Hood, 160 CFM | 1 | 170.4 | 49.7 | 026715142538 | 12.1 | 2.75 | 0.64166 | 1.625
403004 | 30-Inch, Stainless Steel, Under-Cabinet Hood, 160 CFM | 1 | 238.68 | 78.06 | 026715010820 | 12.6 | 2.75 | 0.61666 | 1.625
403023 | 30-Inch, Black, Under-Cabinet Hood, 160 CFM | 1 | 170.02 | 49.59 | 026715030934 | 12.1 | 2.75 | 0.625 | 1.625
403601 | 36-Inch, White, Under-Cabinet Hood, 160 CFM | 1 | 176.88 | 53.07 | 026715010875 | 13.5 | 3.2583 | 0.64166 | 1.625
403604 | 36-Inch,Stainless Steel, Under-Cabinet Hood, 160 CFM | 1 | 246.16 | 81.46 | 026715010882 | 14 | 3.25 | 0.64166 | 1.625
403623 | 36-Inch, Black, Under-Cabinet Hood, 160 CFM | 1 | 176.82 | 53.05 | 026715030941 | 13.5 | 3.2583 | 0.64166 | 1.625
404201 | 42-Inch, White, Under-Cabinet Hood, 160 CFM | 1 | 181.82 | 58.72 | 026715030958 | 14.8 | 3.75 | 0.64166 | 1.625
412101 | 21-Inch Ductless Under-Cabinet Range Hood with Light in White | 1 | 199.58 | 97.79 | 026715031009 | 9.3 | 2 | 0.64166 | 1.625
412123 | 21-Inch Ductless Under-Cabinet Range Hood with Light in Black | 1 | 199.58 | 97.79 | 026715187904 | 9.3 | 2 | 0.64166 | 1.625
412401 | 24-Inch Ductless Under-Cabinet Range Hood with Light in White | 1 | 173 | 50.69 | 026715008421 | 10.1 | 2.2417 | 0.625 | 1.6167
412404 | 24-Inch Ductless Under-Cabinet Range Hood with Light in Stainless Steel | 1 | 241.06 | 78.47 | 026715008438 | 10.4 | 2.25 | 0.64166 | 1.625
413001 | 30-Inch Ductless Under-Cabinet Range Hood with Light in White | 1 | 172.66 | 49.13 | 026715002306 | 11.4 | 2.75 | 0.625 | 1.625
413002 | 30-Inch Ductless Under-Cabinet Range Hood with Light in Bisque | 1 | 173 | 49.23 | 026715142491 | 11.4 | 2.75 | 0.625 | 1.625
413004 | 30-Inch Ductless Under-Cabinet Range Hood with Light in Stainless Steel | 1 | 240.28 | 77.26 | 026715004065 | 11.7 | 2.75 | 0.64166 | 1.625
413023 | 30-Inch Ductless Under-Cabinet Range Hood with Light in Black | 1 | 172.6 | 49.11 | 026715031061 | 11.4 | 2.75 | 0.625 | 1.625
413601 | 36-Inch Ductless Under-Cabinet Range Hood with Light in White | 1 | 179.5 | 52.59 | 026715002320 | 12.6 | 3.2417 | 0.63333 | 1.625
413604 | 36-Inch Ductless Under-Cabinet Range Hood with Light in Stainless Steel | 1 | 247.78 | 80.66 | 026715023646 | 13.2 | 3.25 | 0.64166 | 1.625
413623 | 36-Inch Ductless Under-Cabinet Range Hood with Light in Black | 1 | 179.44 | 52.58 | 026715031078 | 12.6 | 3.25 | 0.64166 | 1.625
414201 | 42-Inch Ductless Under-Cabinet Range Hood with Light in White | 1 | 184.64 | 58.24 | 026715004119 | 13.8 | 3.75 | 0.64166 | 1.625
414204 | 42-Inch Ductless Under-Cabinet Range Hood with Light in Stainless Steel | 1 | 256.06 | 84.34 | 026715035830 | 14.5 | 3.75 | 0.64166 | 1.625
422401 | 24-Inch, White, Under-Cabinet Hood, 190 CFM | 1 | 159.4 | 50.65 | 026715031108 | 10.4 | 2.25 | 0.64166 | 1.625
422404 | 24-Inch, Stainless Steel, Under-Cabinet Hood, 190 CFM | 1 | 228.52 | 78.69 | 026715031115 | 10.7 | 2.25 | 0.64166 | 1.625
423001 | 30-Inch, White, Under-Cabinet Hood, 190 CFM | 1 | 158.64 | 49.08 | 026715002269 | 11.6 | 2.75 | 0.625 | 1.625
423002 | 30-Inch, Bisque, Under-Cabinet Hood, 190 CFM | 1 | 158.96 | 49.18 | 026715142460 | 11.6 | 2.75 | 0.64166 | 1.625
423004 | 30-Inch, Stainless Steel, Under-Cabinet Hood, 190 CFM | 1 | 227.5 | 77.46 | 026715004140 | 12.1 | 2.75 | 0.64166 | 1.625
423023 | 30-Inch, Black, Under-Cabinet Hood, 190 CFM | 1 | 158.58 | 49.06 | 026715031160 | 11.6 | 2.75 | 0.625 | 1.625
423601 | 36-Inch, White, Under-Cabinet Hood, 190 CFM | 1 | 165.36 | 52.54 | 026715002283 | 12.9 | 3.2417 | 0.65 | 1.625
423604 | 36-Inch, Stainless Steel, Under-Cabinet Hood, 190 CFM | 1 | 234.82 | 80.86 | 026715004171 | 13.5 | 3.25 | 0.64166 | 1.625
423623 | 36-Inch, Black, Under-Cabinet Hood, 190 CFM | 1 | 165.32 | 52.53 | 026715031177 | 12.9 | 3.25 | 0.64166 | 1.625
424201 | 42-Inch, White, Under-Cabinet Hood, 190 CFM | 1 | 170.56 | 58.19 | 026715004201 | 14.1 | 3.75 | 0.64166 | 1.625
424204 | 42-Inch, Stainless Steel, Under-Cabinet Hood, 190 CFM | 1 | 242.94 | 84.55 | 026715035847 | 14.9 | 3.75 | 0.64166 | 1.625
433004 | 30-Inch, Stainless Steel, Under-Cabinet Hood, 220 CFM | 1 | 251.64 | 123.3 | 026715100583 | 14.2 | 2.775 | 0.61666 | 1.6083
433011 | 30-Inch, White, Under-Cabinet Hood, 220 CFM | 1 | 175.86 | 86.17 | 026715100569 | 13.8 | 2.75 | 0.66666 | 1.625
433022 | 30-Inch, Bisque-on-Bisque, Under-Cabinet Hood, 220 CFM | 1 | 175.86 | 86.17 | 026715142347 | 14.4 | 2.7583 | 0.64166 | 1.6333
433023 | 30-Inch, Black, Under-Cabinet Hood, 220 CFM | 1 | 175.86 | 86.17 | 026715145195 | 13.8 | 2.7667 | 0.64166 | 1.625
433604 | 36-Inch, Stainless Steel, Under-Cabinet Hood, 220 CFM | 1 | 260.3 | 127.55 | 026715100613 | 15.8 | 3.2583 | 0.64166 | 1.6458
433611 | 36-Inch, White-on-White, Under-Cabinet Hood, 220 CFM | 1 | 187.46 | 91.86 | 026715100590 | 15.8 | 3.275 | 0.65 | 1.6458
433623 | 36-Inch, Black, Under-Cabinet Hood, 220 CFM | 1 | 187.46 | 91.86 | 026715145201 | 15.2 | 3.2583 | 0.65 | 1.6417
462401 | 24-Inch 220 CFM White Under-Cabinet Range Hood | 1 | 251.46 | 123.22 | 026715145027 | 12.2 | 2.25 | 0.64166 | 1.625
462404 | 24-Inch 220 CFM White Under-Cabinet Range Hood | 1 | 323.58 | 158.55 | 026715145034 | 12.6 | 2.25 | 0.64166 | 1.625
462423 | 24-Inch 220 CFM Black Under-Cabinet Range Hood | 1 | 251.46 | 123.22 | 026715145058 | 12.2 | 2.25 | 0.64166 | 1.625
463001 | 30-Inch 220 CFM White Under-Cabinet Range Hood | 1 | 239.76 | 117.48 | 026715010622 | 13.4 | 2.75 | 0.64166 | 1.625
463002 | 30-Inch 220 CFM Bisque Under-Cabinet Range Hood | 1 | 239.76 | 117.48 | 026715142422 | 13.4 | 2.75 | 0.64166 | 1.625
463004 | 30-Inch 220 CFM Stainless Steel Under-Cabinet Range Hood | 1 | 311.86 | 152.81 | 026715002375 | 13.9 | 2.75 | 0.64166 | 1.625
463011 | 30-Inch 220 CFM White-on-White Under-Cabinet Range Hood | 1 | 239.76 | 117.48 | 026715103959 | 13.4 | 2.75 | 0.66666 | 1.6167
463023 | 30-Inch 220 CFM Black Under-Cabinet Range Hood | 1 | 239.76 | 117.48 | 026715031207 | 13.4 | 2.75 | 0.64166 | 1.625
463601 | 36-Inch 220 CFM White Under-Cabinet Range Hood | 1 | 251.46 | 123.22 | 026715010615 | 14.9 | 3.25 | 0.64166 | 1.625
463604 | 36-Inch 220 CFM Stainless Steel Under-Cabinet Range Hood | 1 | 323.58 | 158.55 | 026715002412 | 15.4 | 3.25 | 0.64166 | 1.625
463623 | 36-Inch 220 CFM Black Under-Cabinet Range Hood | 1 | 251.46 | 123.22 | 026715031221 | 14.9 | 3.25 | 0.64166 | 1.625
464201 | 42-Inch 220 CFM White Under-Cabinet Range Hood | 1 | 263.24 | 128.99 | 026715002429 | 16 | 3.75 | 0.64166 | 1.625
464204 | 42-Inch 220 CFM Stainless Steel Under-Cabinet Range Hood | 1 | 335.3 | 164.3 | 026715002443 | 15.4 | 3.75 | 0.64166 | 1.625
100HL | Broan 100 CFM Heater/Ventilation Fan/Light, 1500W Heater, 100W Incandescent Light, 2.0 Sones | 1 | 392.86 | 186.16 | 026715180257 | 16.7 | 1.75 | 1.1667 | 0.88333
110RDF | Broan 110 CFM Ventilation Fan Blower Finish Pack with Metal Grille, 4.0 Sones | 4 | 144.78 | 70.94 | 026715146116 | 17.6 | 1.825 | 1.0333 | 0.99166
15TCBL | 15" Compactor Bags, 12 count | 16 | 30.88 | 15.13 | 026715182565 | 1.95 | 0.9375 | 0.75 | 0.10416
15TCOD | Odor Control Disc | 1 | 66.02 | 32.35 | 026715182572 | 0.6 | 0.54166 | 0.13333 | 0.55833
165FT | Project Pack. Same as 165F, except includes built-in thermostat. | 1 | 170.56 | 83.57 | 026715030354 | 6 | 1.25 | 0.91666 | 0.50833
1667H | Broan Housing Pack for 1670F, 1671F, 1688F and 1689F (damper/plastic duct connector included) | 6 | 12.84 | 5.23 | 026715023264 | 7.875 | 1.5667 | 0.68333 | 0.99166
1667HMTL | Broan Ventilation Fan Housing Pack for 1670F, 1671F, 1688F and 1689F (damper/metal duct connector included) | 6 | 29.3 | 14.36 | 026715144570 | 7.875 | 1.5667 | 0.68333 | 0.99166
1670F | Broan 50 CFM Ventilation Motor Assembly and Grille Finish Pack, 3.5 Sones | 6 | 70.56 | 34.57 | 026715023271 | 14.625 | 1.325 | 1.1333 | 0.91666
1671F | Broan 70 CFM Motor Assembly and Grille Finish Pack, 6.0 Sones | 6 | 63.66 | 25.98 | 026715023288 | 15 | 1.325 | 1.1333 | 0.91666
1688F | Broan 50 CFM Motor Assembly and Grille Finish Pack, 4.0 Sones | 6 | 51.82 | 11.7 | 026715023295 | 12.75 | 1.95 | 0.78333 | 0.83333
171H | Project Pack Housing Unit. Use with all Comfort-Flo Finish Units. | 4 | 42.8 | 20.97 | 026715022625 | 11 | 1.425 | 1.0417 | 0.84166
174F | Project Pack Finish Unit. Use 171H Project pack housing for rough-in. 750/1500W 120VAC, 1125W 208VAC, 1500W 240VAC. White grille. | 1 | 167.86 | 82.25 | 026715004577 | 5.1 | 1.25 | 0.91666 | 0.50833
174FT | Project Pack. Same as 174F except includes built-in thermostat. | 1 | 181.06 | 88.72 | 026715030385 | 5.1 | 1.25 | 0.91666 | 0.50833
2677H | Broan Housing Pack for 2678F, 2679F, 2680F, FL2679F, FL2679FT, FL2680F and FL2680FT. Type IC. Mounting ears. | 4 | 23.26 | 9.5 | 026715139149 | 9.8 | 1.6917 | 0.775 | 1.0667
2678F | Broan 50 CFM Ventilation Fan/Light Finish Pack, 2.5 Sones | 4 | 102.58 | 28.63 | 026715139156 | 12.8 | 1.825 | 0.99166 | 1.0333
273023C | Optional Top Cover for Broan 27000/28000 Series Downdraft, in Black | 1 | 102.56 | 50.25 | 026715054978 | 1.7 | 3.025 | 0.4 | 0.35833
273623C | Optional Top Cover for Broan 27000/28000 Series Downdraft, in Black | 1 | 102.56 | 50.25 | 026715054961 | 2.1 | 4.0208 | 0.54166 | 0.34166
326N | Existing Home Inlet Kit | 1 | 84.84 | 28.84 | 784891770159 | 1.2 | 0.77083 | 0.77083 | 0.45
330ALM | Inlet cover, 3-1/2w x 5-3/16h x 1/2d in Almond | 20 | 10.86 | 5.32 | 026715250080 | 0.25 | 0.44166 | 0.3 | 0.15
330W | Inlet cover, 3-1/2w x 5-3/16h x 1/2d in White | 20 | 10.86 | 3.69 | 784891995088 | 0.25 | 0.44166 | 0.3 | 0.15
331H | 600 CFM External Blower for use with Select Broan Range Hoods | 1 | 788.8 | 386.51 | 026715071814 | 30 | 2.6083 | 0.81666 | 2.325
332H | 900 CFM External Blower for use with Select Broan Range Hoods | 1 | 1025.06 | 502.28 | 026715071821 | 32 | 2.6083 | 0.81666 | 2.325
332KR | Rough-In Kit for RMIP Insert using Exterior blowers | 1 | 135.26 | 66.28 | 026715122158 | 3.3 | 2.0417 | 0.91666 | 0.21666
345SOBK | Broan 537 CFM Solar Powered Attic Ventilator, Surface Mount, Black | 1 | 695.52 | 285.17 | 026715204717 | 21 | 2.5917 | 0.83333 | 2.25
345SOWW | Broan 537 CFM Solar Powered Attic Ventilator, Surface Mount, Weathered Wood | 1 | 695.52 | 285.17 | 026715204724 | 20.75 | 2.6 | 0.8 | 2.2708
355BK | Attic Ventilator, Black Dome, 1000 CFM. | 1 | 292.5 | 143.33 | 026715182695 | 17.8 | 1.9375 | 0.70833 | 1.875
355BR | Broan 1000 CFM Powered Attic Ventilator, Roof Mounted, Brown Dome | 1 | 300.3 | 147.15 | 026715182688 | 17.1 | 1.9375 | 0.70833 | 1.875
356BK | Attic Ventilator, Black Dome, 1600 CFM. | 1 | 381.1 | 186.74 | 026715182671 | 21 | 1.9417 | 0.76666 | 1.8833
358NDK | Broan® Range Hood Power Pack Ductless Exhaust Ventilation Kit for PM250SSP | 1 | 137.44 | 67.35 | 026715256242 | 5.1 | 2.15 | 0.89166 | 0.93333
359NDK | Optional Non-Duct Kit for Broan PM500SS Power Pack | 1 | 172.56 | 84.55 | 026715237951 | 5.1 | 1.7083 | 1.1917 | 1.0667
360ALM | Standard Inlet, 3-3/4w x 3h x 5/8d in Almond | 20 | 25.5 | 8.68 | 026715250073 | 0.27 | 0.35833 | 0.30833 | 0.24166
360W | Standard White Central Vacuum Wall Inlet | 20 | 25.5 | 8.68 | 784891993367 | 0.27 | 0.35416 | 0.3125 | 0.21666
3677H | Broan Ventilation Fan/Light Housing Pack, 0.3 sones | 4 | 28.68 | 14.05 | 026715141333 | 13.2 | 1.6917 | 0.775 | 1.0667
376UL | 100 ft. Wire 18/2 | 6 | 91.22 | 31.02 | 784891992278 | 1.74 | 0.54583 | 0.54583 | 0.275
412H | 7-Inch Round Transition for Range Hoods and Bath Ventilation Fans | 1 | 36.96 | 18.11 | 026715002689 | 1.45 | 0.88333 | 0.86666 | 0.65
41F | Non-Duct Charcoal Replacement Filter for use with Select Broan Range Hoods 8-3/4" x 10-1/2" x 3/8" | 6 | 21.34 | 10.46 | 026715000913 | 1.5 | 0.94166 | 0.40833 | 0.85
422401D | 24-Inch 190 CFM White, Under-Cabinet Hood (with damper) | 1 | 168.42 | 82.53 | 026715172528 | 10.4 | 2.25 | 0.64166 | 1.625
423001D | 30-Inch 190 CFM White, Under-Cabinet Hood (with damper) | 1 | 162.6 | 79.67 | 026715172573 | 11.6 | 2.75 | 0.625 | 1.625
423601D | 36-Inch 190 CFM White, Under-Cabinet Hood (with damper) | 1 | 168.42 | 82.53 | 026715172559 | 12.9 | 3.2417 | 0.65 | 1.625
424201D | 42-Inch 190 CFM White, Under-Cabinet Hood (with damper) | 1 | 173.9 | 85.21 | 026715172566 | 12.9 | 3.75 | 0.64166 | 1.625
463B | Broan-Nutone 463B 3in. to 4in. Duct Expander, Black | 50 | 4.22 | 1.97 | 026715258055 | 5 | 0.97916 | 0.95833 | 1.1167
465B | 4-IN TO 5-IN DUCT EXPANDER 6/PK | 6 | 8.42 | 3.96 | 026715256556 | 1.2 | 0.48333 | 0.475 | 1.0667
475B | 6-Inch to 4-Inch duct reducer (6 pack) | 6 | 9.46 | 4.64 | 026715165407 | 1.125 | 0.96666 | 0.54166 | 0.55833
509S | 8" Fan. Same as Model 509 (built-in on/off switch included). | 1 | 204.52 | 100.21 | 026715022908 | 13 | 1.6042 | 0.89583 | 1.25
512M | Through the Wall Ventilator, 70 CFM, 3.5 Sones | 1 | 132.82 | 65.08 | 026715067138 | 3.25 | 0.75 | 0.70833 | 0.81666
605RP | NuTone Heater/Fan 70 CFM Ventilation Fan, 1300W Heater, 4.0 Sones | 1 | 283.72 | 139.02 | 784891344084 | 12.8 | 1.5833 | 1 | 0.8
610FA | 10-Inch Round, Fresh Air Inlet Wall Cap, Aluminum | 1 | 166.62 | 81.64 | 026715211050 | 2.5 | 1.125 | 1.125 | 0.89583
611CM | Roof Cap, For Flat Roof, Aluminum, Up to 8-Inch Round Duct | 1 | 150.2 | 73.6 | 026715066933 | 4.1 | 1.35 | 0.93333 | 1.3333
612CM | Roof Cap, For Flat Roof, Aluminum, Up to 12-Inch Round Duct | 1 | 212.48 | 104.12 | 026715066957 | 7.2 | 1.7667 | 1.7667 | 1.7583
634M | Roof Cap in Black | 1 | 75.46 | 33.04 | 026715057818 | 5.7 | 1.5833 | 1.2083 | 0.75833
636AL | Roof Cap, Aluminum, for 3-Inch or 4-Inch Round Duct | 1 | 47.98 | 23.51 | 026715052516 | 0.7 | 0.94166 | 0.8 | 0.44166
641FA | Fresh Air Inlet Wall Cap for 6-Inch Round Duct for Range Hoods and Bath Ventilation Fans | 1 | 71.56 | 35.06 | 026715192069 | 1.2 | 0.79166 | 0.79166 | 0.66666
643FA | Fresh Air Inlet Wall Cap for 8-Inch Round Duct for Range Hoods and Bath Ventilation Fans | 1 | 105.18 | 51.54 | 026715192076 | 2.4 | 1.1333 | 1.125 | 0.89166
668RP | NuTone 70 CFM Ventilation Fan with Light, White Polymeric Lens and Grille, 4.0 Sones | 1 | 174.7 | 85.6 | 784891344510 | 9.15 | 1.575 | 0.99166 | 0.78333
679L | Broan 70 CFM Ventilation Fan with Light, 3.5 Sones | 1 | 136.62 | 53.47 | 026715199587 | 6.4 | 0.775 | 0.98333 | 1.075
682NT | NuTone Duct-free Ventilation Fan with plastic grille, snap-in mounting and charcoal filter. | 1 | 86.14 | 42.21 | 784891301681 | 3.5 | 0.74166 | 0.44166 | 0.80416
6884H | Economy Series Project Packs - 50 CFM 4" duct Connectors | 18 | 19.14 | 7.85 | 026715263547 | 27 | 2.2083 | 1.7083 | 1.2292
690RA | NuTone Ventilation Fan Housing Pack Upgrade Kit, 60 CFM, 3.0 Sones | 6 | 14.54 | 5.91 | 784891254505 | 7.875 | 1.575 | 0.68333 | 0.99166
690RMTLA | HOUSING-UNIT SERIES "A" NuTone (6 PK) | 6 | 28.76 | 14.09 | 784891254512 | 8.4 | 1.5667 | 0.68333 | 0.99166
695RB | B UNIT-MOTOR/GRILLE F/690RA | 6 | 63.66 | 25.98 | 784891254536 | 15 | 1.325 | 1.1333 | 0.91666
696N | NuTone 50 CFM Ventilation Fan, 4.0 Sones | 1 | 61.58 | 16.27 | 784891258411 | 3.4 | 0.85 | 0.35833 | 0.79166
696RNB | NuTone 50CFM Motor Assembly and Grille Finish Pack, 4.0 Sones | 6 | 49.6 | 11.2 | 784891254550 | 12.48 | 1.9458 | 0.79166 | 0.875
69W | Single-Function Control, White, 20 amps., 120V | 1 | 15.92 | 7.8 | 026715082254 | 0.3 | 0.425 | 0.26666 | 0.33333
72W | Variable Speed Wall Control in White; Ventilation Fans | 1 | 105.2 | 51.55 | 026715053759 | 0.5 | 0.41666 | 0.26666 | 0.3
744L | Broan Recessed 50-80 Selectable CFM Ventilation Fan with Light, 0.3-2 Sones | 1 | 274.04 | 110.05 | 026715258048 | 9.6 | 1.225 | 0.81666 | 0.90833
744LED | Broan Recessed 70CFM Fan/Light, with LED Lighting, 1.5 Sones; ENERGY STAR Certified | 1 | 396.98 | 178.56 | 026715209156 | 10.3 | 1.2292 | 0.79166 | 0.91666
744NT | NuTone Recessed 70 CFM Ventilation Fan/Light with White Trim, 1.5 Sones | 1 | 218.96 | 101.79 | 784891951244 | 9.6 | 1.225 | 0.8125 | 0.90833
744RNL | NuTone Recessed 50-80 CFM Ventilation Fan with LED Light, 0.8-2.0 Sones; ENERGY STAR Certified | 1 | 311.36 | 125.06 | 026715258024 | 9.6 | 1.225 | 0.81666 | 0.90833
763F | NuTone 50 CFM Ventilation Fan/Light with Transparent Polymeric Lens and Resin Grille Finish Pack, 2.5 Sones; 100-watt Incandescent Lighting | 4 | 99.06 | 28.63 | 026715236862 | 13.6 | 1.825 | 1.0333 | 1.05
763H | NuTone 50 CFM Ventilation Fan/Light Housing Pack, 2.5 Sones | 4 | 23.26 | 9.51 | 026715236855 | 9.8 | 1.6917 | 0.775 | 1.0667
770RLTK | Broan Roomside 80 CFM Decorative Ventilation Fan Light with trim kit, 2.5 sones | 1 | 193.08 | 76.91 | 026715260072 | 11 | 1.25 | 1.25 | 1.25
770RNLTK | NuTone Roomside 80 CFM Decorative Ventilation Fan Light with trim kit, 2.5 sones | 1 | 193.08 | 76.91 | 026715258000 | 11 | 1.25 | 1.25 | 1.25
77DV | Multi-Function Control, Ivory, Three Switch Control With Four-Function Control, Heater/Fan/Light, Night-Light | 1 | 55.24 | 27.07 | 026715106318 | 0.9 | 0.43333 | 0.25833 | 0.33333
77DW | Multi-Function Control, White, Three Switch Control With Four-Function Control, Heater/Fan/Light, Night-Light | 1 | 55.24 | 27.07 | 026715106301 | 0.9 | 0.43333 | 0.25833 | 0.33333
791LEDM | Broan InVent Series 110 CFM Ventilation Fan with Soft Surround LED Lighting Technology, 1.5 Sones, ENERGY STAR Certified | 1 | 318.56 | 124.01 | 026715239559 | 9.9 | 1.2417 | 0.9 | 1.25
791LEDNTM | NuTone InVent Series 110 CFM Ventilation Fan with Soft Surround LED Lighting, 1.5 Sones; ENERGY STAR Certified | 1 | 318.56 | 124.01 | 026715239566 | 9.9 | 1.2417 | 0.9 | 1.25
80L | Variable Speed Control, 3.0 Amp, 120 Volts, 60 Hz (may be used with select models) | 1 | 63.16 | 30.95 | 026715172269 | 0.4 | 0.45 | 0.23333 | 0.27083
80RDF | Broan 80 CFM Finish Pack with Metal Grille, 2.5 Sones | 4 | 137.68 | 67.46 | 026715146123 | 17.6 | 1.825 | 1.0333 | 1.0625
82A | Humidity Sensing Wall Control in Lt. Almond | 60 | 77.42 | 37.99 | 026715258147 | 0.4 | 0.36666 | 0.18333 | 0.19583
82W | Humidity Sensing Wall Control in White | 1 | 77.42 | 37.99 | 026715230341 | 0.32 | 0.36666 | 0.18333 | 0.19166
843BL | Broan-NuTone Wall Cap, Steel, Black, 6" Round Duct | 1 | 68.14 | 33.39 | 026715164608 | 2.9 | 0.79166 | 0.79166 | 0.66666
8663RP | NuTone 100 CFM Ventilation Fan with Incandescent Light, White Polymeric Grille, 5.0 Sones | 1 | 302.32 | 122.95 | 784891216152 | 11.7 | 1.4 | 0.825 | 1.4
8664RP | NuTone 100 CFM Ventilation Fan with Incandescent Lighting, White Polymeric Grille, 5.0 Sones | 1 | 272.54 | 100.77 | 784891216251 | 11.7 | 1.375 | 0.80833 | 1.3833
87W | Line Voltage Wall Thermostat-White | 50 | 38.56 | 18.89 | 026715250370 | 0.43 | 0.26666 | 0.25 | 0.41666
885AL | Wall Cap, Aluminum, for 3-Inch and 4-Inch round duct | 6 | 49.52 | 24.26 | 784891997068 | 4.8 | 1.5583 | 1.0917 | 0.63333
885BL | Broan-NuTone Wall Cap, Steel, Black, for 3" and 4" round duct | 6 | 39.12 | 19.17 | 784891276491 | 9.6 | 1.5583 | 1.0917 | 0.63333
885NS | Wall Cap, Steel, Black, for 3-Inch and 4-Inch round duct (no bird screen) | 6 | 38.66 | 18.94 | 784891276538 | 9.3 | 1.5583 | 1.0917 | 0.63333
9093WH | NuTone 70 CFM Heater Ventilation Fan with light, 3.5 Sones | 1 | 529.14 | 259.28 | 784891321948 | 20.7 | 1.5 | 0.97916 | 1.5
9412D | NuTone One-Bulb Heater, 1-250W Bulb | 1 | 70.02 | 26.51 | 784891326004 | 5.3 | 1.1417 | 0.9 | 0.60833
9417DN | NuTone One-Bulb Heater/Fan 70 CFM Ventilation Fan, 250W Bulb, 4.0 Sones | 1 | 149.02 | 46.31 | 784891325946 | 7.4 | 1.05 | 0.9 | 0.625
9422P | NuTone Two-Bulb Heater, 2-250W Bulbs | 1 | 122.04 | 47.89 | 784891326486 | 7.5 | 1.3667 | 0.91666 | 0.59166
9427P | NuTone Two-Bulb Heater/Ventilation Fan 70 CFM, 500W Bulbs, 4.0 Sones | 1 | 193.66 | 66.3 | 784891326493 | 9 | 1.375 | 1.0417 | 0.61666
961L | In-line Adapter, 6-Inch Round Duct, for 100/150 CFM ceiling mount models | 1 | 38.76 | 18.99 | 026715131884 | 2.1 | 1.0583 | 1.0583 | 0.175
9810WH | Wall Heater, High-Capacity, 1000W Heater, White Grille, 120/240V. | 1 | 330.04 | 161.72 | 784891328114 | 9.8 | 1.125 | 0.48333 | 1.425
9815WH | Wall Heater, High-Capacity, 1500W Heater, White Grille, 120/240V. | 1 | 339.06 | 166.14 | 784891328169 | 9.8 | 1.4417 | 0.45833 | 1.1167
981L | In-line Adapter, 8-Inch rd. for 200/ 250/300 CFM ceiling mount models | 1 | 38.76 | 18.99 | 026715124718 | 1.6 | 1.0583 | 1.05 | 0.175
982L | ADAPTER INLINE FOR LOSONE | 1 | 49.32 | 24.17 | 026715124725 | 2.9 | 1.8417 | 1.0417 | 0.19166
983L | In-line Adapter Kit, 8" x 12" for 900 & 1500 CFM ceiling mount models | 1 | 52.8 | 25.87 | 026715124732 | 3.6 | 1.8583 | 1.525 | 0.175
A000HFKT | Broan Flex Series Bathroom Ventilation Fan only Housing Pack with Flange Kit | 4 | 28.92 | 9.09 | 026715257775 | 13 | 1.9375 | 0.96666 | 1.0417
A000HFNF | Broan Flex Series Bathroom Ventilation Fan only Housing Pack, No Flange | 4 | 28.92 | 9.09 | 026715257034 | 11.7 | 1.95 | 0.96666 | 1.0667
A000HLKT | Broan Flex Series Bathroom Ventilation Fan Light with Flange Kit | 4 | 28.92 | 9.09 | 026715257799 | 13 | 1.95 | 0.96666 | 1.0667
A000HLNF | Broan Flex Series Bathroom Ventilation Fan Light Housing Pack, No Flange | 4 | 28.92 | 9.09 | 026715257782 | 11.8 | 1.95 | 0.96666 | 1.0667
A000HSKT | Broan Flex Series Humidity Sensing Bathroom Ventilation Fan Housing Pack with Flange Kit | 4 | 128.02 | 42.15 | 026715257836 | 14.4 | 1.95 | 0.96666 | 1.0667
A000HSNF | Broan Flex Series Humidity Sensing Bathroom Ventilation Fan Housing Pack, No Flange | 4 | 128.02 | 42.15 | 026715258321 | 13 | 1.95 | 0.96666 | 1.0667
A110 | Broan InVent Series 110 CFM Ventilation Fan, 3.0 Sones | 1 | 208.82 | 66.25 | 026715236534 | 8.9 | 1.1083 | 1.1083 | 0.91666
A110F1 | Broan Flex Series 110 CFM Ventilation Fan finish pack, 3.0 sones | 4 | 179.92 | 57.16 | 026715258697 | 19.04 | 2.025 | 1.0917 | 1.2583
A110L | Broan InVent Series 110 CFM Ventilation Fan, 1.3 Sones | 1 | 480.78 | 155.63 | 026715235339 | 9.6 | 1.1083 | 1.0167 | 1.1083
A50L | Broan InVent Series 50 CFM Ventilation Fans, 1.5 Sones | 1 | 195.08 | 64.35 | 026715236480 | 9.35 | 1.1083 | 1.0167 | 1.1083
A70L | Broan InVent Series 70 CFM Ventilation Fan, 2.0 Sones | 1 | 187.62 | 61.37 | 026715236497 | 9.5 | 1.1083 | 1.0167 | 1.1083
A80 | Broan InVent Series 80 CFM Ventilation Fan, 2.0 Sones | 1 | 188.2 | 59.75 | 026715236510 | 8.75 | 1.1083 | 0.91666 | 1.1083
A80F1 | Broan Flex Series 80 CFM Ventilation Fan finish pack, 2.0 sones | 4 | 159.3 | 50.66 | 026715258703 | 19.24 | 2.025 | 1.0917 | 1.2583
A80L | Broan InVent Series 80 CFM Ventilation Fan, 1.0 Sones | 1 | 449.02 | 140.39 | 026715235315 | 9.6 | 1.1083 | 1.0167 | 1.1083
ACCGSFF2 | HRV Core Foam Filters (Two Pieces) | 1 | 49.3 | 24.16 | 026715152551 | 0.2 | 0.77083 | 0.4 | 0.15
ACCGSFH | HEPA Filter Only | 1 | 208.94 | 102.38 | 026715152537 | 2.9 | 1.6917 | 1.6167 | 0.2
ACCGSFHP2 | Broan 1 Year HEPA Filter Kit (Two pre-filters and one HEPA) | 1 | 245.88 | 120.48 | 026715152544 | 3.2 | 1.6917 | 1.6167 | 0.20833
ACCGSFP2 | 1 Year HEPA Filter Kit (Two pre-filters) | 1 | 45.44 | 22.27 | 026715152520 | 0.91 | 1.6667 | 1.3125 | 0.0625
ACCGSFP20 | Pre-filter Multi-Pack (Ten ACCGSFP2) | 1 | 437.78 | 214.51 | 026715152599 | 10.1 | 1.75 | 1.375 | 0.61666
AE100BF1 | Broan Flex Series 100 CFM Ventilation Fan finish pack, 1.5 sones, ENERGY STAR Certified | 4 | 162.42 | 52.27 | 026715258710 | 21 | 2.025 | 1.0917 | 1.2583
AE110 | Broan InVent Series 110 CFM Ventilation Fan, 1.0 Sones, ENERGY STAR Certified | 1 | 336.26 | 107.09 | 026715235292 | 8.8 | 1.1083 | 0.91666 | 1.1083
AE110F1 | Broan Flex Series 110 CFM Ventilation Fan finish pack, 1.0 sones, ENERGY STAR Certified | 4 | 307.38 | 97.98 | 026715258727 | 20.8 | 2.025 | 1.0917 | 1.2583
AE110K | Broan Flex Series 110 CFM Ventilation Fan with CleanCover Grille, 1.0 Sones, ENERGY STAR Certified | 1 | 330.32 | 79.44 | 026715263486 | 8.8 | 1.1083 | 0.91666 | 1.1083 | 129.65
AE110KF | Broan Flex Series 110 CFM, 1.0 Sone Ventilation Fan Finish Pack with CleanCover Energy Star | 4 | 177.46 | 68.33 | 026715266838 | 21.2 | 2.025 | 1.0917 | 1.2583
AE110L | Broan InVent Series 110 CFM Ventilation Fan with LED Light, 1.0 Sones; ENERGY STAR Certified | 1 | 194.4 | 164.07 | 026715236664 | 9 | 1.1083 | 0.91666 | 1.1083
AE110LK | Broan Flex Series 110 CFM Ventilation Fan with LED Lighted CleanCover Grille, 1.0 Sones, ENERGY STAR Certified | 1 | 536.74 | 103.51 | 026715263493 | 9.2 | 1.1083 | 0.91666 | 1.1083 | 169.55
AE110LKF | Broan Flex Series 110 CFM, 1.0 Sone Ventilation Fan/Light Finish Pack with CleanCover Energy Star | 4 | 216.78 | 83.44 | 026715266845 | 22.6 | 2.025 | 1.0917 | 1.2583
AE110S | Broan InVent Series 110 CFM Humidity Sensing Ventilation Fan, 1.0 Sones; ENERGY STAR Certified | 1 | 444.4 | 137.13 | 026715249282 | 9.5 | 1.1083 | 0.91666 | 1.1083
AE110SL | Broan InVent Series 110 CFM Humidity Sensing Ventilation Fan with LED Light, 1.0 Sones; ENERGY STAR Certified | 1 | 612.02 | 188.44 | 026715249299 | 9.8 | 1.1083 | 0.91666 | 1.1083
AE50 | Broan InVent Series 50 CFM Ventilation Fan, 0.5 Sones | 1 | 212.38 | 68.04 | 026715236466 | 8.6 | 1.1083 | 1.1083 | 0.91666
AE50110DC | Broan Flex DC Series 50-80-110 Selectable CFM Ventilation Fan, <0.3-0.4-0.9 Sones | 1 | 350.1 | 80.14 | 026715256976 | 8.1 | 1.1083 | 0.91666 | 1.1083
AE50110DCF | Broan Flex DC Series 50-80-110 Selectable CFM Ventilation Fan Finish Pack, <0.3-0.4-0.9 Sones; ENERGY STAR Certified | 4 | 332.2 | 71.04 | 026715256983 | 19.2 | 2.025 | 1.0917 | 1.2583
AE50110DCL | Broan Flex DC Series 50-80-110 Selectable CFM Ventilation Fan with LED light, <0.3-0.4-0.9 Sones | 1 | 462.02 | 105.74 | 026715256990 | 8.3 | 1.1083 | 0.91666 | 1.1083
AE50110DCLF | Broan Flex DC Series 50-80-110 Selectable CFM Ventilation Fan with LED light Finish Pack, <0.3-0.4-0.9 Sones; ENERGY STAR Certified | 4 | 444.12 | 96.64 | 026715257003 | 20.24 | 2.025 | 1.0917 | 1.2583
AE50110DCS | Broan Flex DC Series 50-80-110 Selectable CFM Humidity Sensing Ventilation Fan, <0.3-0.4-0.9 Sones | 1 | 409.14 | 110.19 | 026715257010 | 8.2 | 1.1083 | 0.91666 | 1.1083
AE50110DCSL | Broan Flex DC Series 50-80-110 Selectable CFM Humidity Sensing Ventilation Fan with LED, <0.3-0.4-0.9 Sones | 1 | 509.86 | 132.45 | 026715257027 | 8.8 | 1.1083 | 0.91666 | 1.1083
AE50F1 | Broan Flex Series 50 CFM Ventilation Fan finish pack, 0.5 sones, ENERGY STAR Certified | 4 | 183.5 | 58.94 | 026715258734 | 22 | 2.025 | 1.0917 | 1.2583
AE60 | Whole-House Air Exchanger, up to 2,000 sq. ft., 160/185 CFM | 1 | 1002.54 | 491.24 | 026715105731 | 31.6 | 2.1917 | 1.1 | 1.3917
AE80B | Broan InVent Series 80 CFM Ventilation Fan, 1.5 Sones, ENERGY STAR Certified | 1 | 144.52 | 55.37 | 026715236008 | 8.75 | 1.1083 | 1.1083 | 0.91666
AE80BF1 | Broan Flex Series 80 CFM Ventilation Fan Finish Pack, 1.5 sones, ENERGY STAR Certified | 4 | 115.62 | 46.27 | 026715258741 | 20.88 | 2.025 | 1.0917 | 1.2583
AE80BL | Broan InVent Series 80 CFM Ventilation Fan with LED Light, 1.5 Sones; ENERGY STAR Certified | 1 | 268.38 | 71.73 | 026715239573 | 9.2 | 1.1083 | 0.91666 | 1.1083
AE80BLF1 | Broan Flex Series 80 CFM Ventilation Fan with LED light finish pack, 1.5 sones, ENERGY STAR Certified | 4 | 239.46 | 62.64 | 026715258758 | 20.8 | 2.025 | 1.0917 | 1.2583
AE80K | Broan Flex Series 80 CFM Ventilation Fan with CleanCover Grille, 0.8 Sones, ENERGY STAR Certified | 1 | 297.26 | 63.55 | 026715260904 | 9 | 1.1083 | 0.91666 | 1.1083 | 109.85 | 99.85
AE80KF | Broan Flex? Series 80 CFM, 0.7 Sone Ventilation Fan Finish Pack with CleanCover Energy Star | 4 | 136.96 | 56.15 | 026715266210 | 21.2 | 2.025 | 1.0917 | 1.2583
AE80LK | Broan Flex Series 80 CFM Ventilation Fan with LED Lighted CleanCover Grille, 0.8 Sones, ENERGY STAR Certified | 1 | 495.44 | 79.44 | 026715260911 | 9.2 | 1.1083 | 0.91666 | 1.1083 | 129.65
AE80LKF | Broan Flex Series 80 CFM, 0.7 Sone Ventilation Fan/Light Finish Pack with CleanCover Energy Star | 4 | 177.46 | 68.33 | 026715266227 | 22.6 | 2.025 | 1.0917 | 1.2583
AE80S | Broan InVent Series 80 CFM Humidity Sensing Ventilation Fan, 0.8 Sones; ENERGY STAR Certified | 1 | 216.78 | 88.87 | 026715249268 | 9.4 | 1.1083 | 0.91666 | 1.1083
AE80SL | Broan InVent Series 80 CFM Humidity Sensing Ventilation Fan with LED Light, 0.8 Sones; ENERGY STAR Certified | 1 | 256.06 | 104.99 | 026715249275 | 9.7 | 1.1083 | 0.91666 | 1.1083
AEBWS | NON-DUCTD FLUE EXTENSN FOR BWS STAINLESS | 1 | 393.04 | 181.89 | 026715266067 | 12.4 | 3.1667 | 1.25 | 1.2708
AEBWSBLS | NON-DUCTD FLUE EXTNSN F/BWS BLK STAINLSS | 1 | 494.26 | 242.19 | 026715266074 | 17.85 | 2.75 | 1.3125 | 1.1667
AEE60302SS | Optional Decorative Flue Extension for 30-Inch Broan Elite E60000 Series Range Hoods in Stainless Steel | 1 | 367.74 | 180.19 | 026715186457 | 12.3 | 3.7167 | 2.2583 | 0.41666
AEE60362SS | Optional Decorative Flue Extension for 36-Inch Broan Elite E60000 Series Range Hoods in Stainless Steel | 1 | 381.94 | 187.15 | 026715186464 | 11.9 | 3.7 | 2.2583 | 0.41666
AEE60422SS | Optional Decorative Flue Extension for 42-Inch Broan Elite E60000 Series Range Hoods in Stainless Steel | 1 | 396.2 | 194.14 | 026715186471 | 13.9 | 4.6667 | 2.25 | 0.41666
AEE60482SS | Optional Decorative Flue Extension for 48-Inch Broan Elite E60000 Series Range Hoods in Stainless Steel | 1 | 410.5 | 201.15 | 026715186488 | 13.9 | 4.6667 | 2.25 | 0.41666
AEEPD18SS | Optional Standard Depth Flue Cover for EPD61 Series Range Hoods | 1 | 390.44 | 191.32 | 026715204090 | 16.45 | 2.375 | 1.3833 | 1.9
AEEPD18SSE | Optional Extended Depth Flue Cover for EPD61 Series Range Hoods | 1 | 411.26 | 201.52 | 026715204120 | 14.6 | 2.375 | 1.625 | 1.875
AEEPD2445SS | Optional 24-Inch to 45-Inch Telescopic Flue Extension for Outdoor Range Hoods in a 13-Inch Standard Depth Installation | 1 | 1034.64 | 506.97 | 026715227433 | 35.8 | 2.375 | 1.4 | 2.9
AEEPD2445SSE | Optional 24-Inch to 45-Inch Telescopic Flue Extension for Outdoor Range Hoods in a 16-Inch Extended Depth Installation | 1 | 1073.7 | 526.11 | 026715227440 | 40 | 2.3667 | 1.6167 | 2.4083
AEEPD30SS | Optional Standard Depth Flue Cover for EPD61 Series Range Hood in Stainless Steel | 1 | 515.38 | 252.54 | 026715204106 | 24 | 2.375 | 1.4 | 2.875
AEEPD30SSE | Optional Extended Depth Flue Cover for EPD61 Series Range Hoods | 1 | 536.22 | 262.75 | 026715204137 | 22.3 | 2.375 | 1.6333 | 2.8917
AEEPD6SS | Optional Standard Depth Flue Cover for EPD61 Series Range Hoods in Stainless Steel | 1 | 225.68 | 110.58 | 026715204083 | 5.6 | 2.375 | 1.375 | 0.9
AEEPD6SSE | Optional Extended Depth Flue Cover for EPD61 Series Range Hoods in Stainless Steel | 1 | 244.64 | 119.87 | 026715204113 | 6 | 2.375 | 1.6167 | 0.91666
AEEW43BLS | Non-Ducted flue extension Black SS for EW43 | 1 | 781.22 | 359.36 | 026715261376 | 26.25 | 3.75 | 1.1458 | 1.3583
AEEW43SS | Non-Ducted flue extension Stainless for EW43 | 1 | 574.52 | 264.28 | 026715261352 | 25 | 3.75 | 1.1333 | 1.3542
AEEW46SS | Non-Ducted flue extension Stainless for EW46 | 1 | 574.52 | 264.28 | 026715262854 | 27.25 | 3.4792 | 1.5333 | 1.3333
AEEW48BLS | Non-Ducted flue ext. Black SS for EW48 | 1 | 677.34 | 311.58 | 026715261338 | 15.4 | 3.375 | 0.83333 | 1
AEEW48SS | Non-Ducted flue ext. Stainless for EW48 | 1 | 481.24 | 221.37 | 026715261321 | 14.9 | 3.3333 | 0.83333 | 1.0167
AEEW48WH | Non-Ducted flue extension White for EW48 | 1 | 518.34 | 243.74 | 026715261345 | 15.85 | 3.3333 | 0.83333 | 1.0167
AEN110 | NuTone InVent Series 110 CFM Ventilation Fan, 1.0 Sones, ENERGY STAR Certified | 1 | 336.26 | 107.09 | 026715235308 | 8.8 | 1.1083 | 0.91666 | 1.1083
AEN110F1 | NuTone Flex Series 110 CFM Ventilation Fan finish pack, 1.0 sones, ENERGY STAR Certified | 4 | 307.38 | 97.98 | 026715258765 | 20.8 | 2.025 | 1.0917 | 1.2583
AEN110L | NuTone InVent Series 110 CFM Ventilation Fan With LED Light, 1.0 Sones; ENERGY STAR Certified | 1 | 542.7 | 164.07 | 026715236671 | 9.3 | 1.1083 | 0.91666 | 1.1083
AEN50 | NuTone InVent Series 50 CFM Ventilation Fan, 0.5 Sones; ENERGY STAR Certified | 1 | 212.38 | 68.04 | 026715236473 | 8.6 | 1.1083 | 0.91666 | 1.1083
AEN80B | NuTone InVent Series 80 CFM Ventilation Fan, 1.5 Sones, ENERGY STAR Certified | 1 | 144.52 | 55.37 | 026715236015 | 8.8 | 1.1083 | 0.91666 | 1.1083
AEN80BF1 | NuTone Flex Series 80 CFM Ventilation Fan finish pack, 0.8 sones, ENERGY STAR Certified | 4 | 115.62 | 46.27 | 026715258772 | 20.8 | 2.025 | 1.0917 | 1.2583
AEN80BL | NuTone InVent Series 80 CFM Ventilation Fan with LED Light, 1.5 Sones; ENERGY STAR Certified | 1 | 268.38 | 71.73 | 026715239597 | 9.25 | 1.1083 | 0.91666 | 1.1083
AER110CCTK | 110 CFM Bathroom Exhaust Fan with CCT LED Light CleanCover? Grille, ENERGY STAR | 1 | 281.1 | 115.25 | 026715267330 | 9.6 | 1.1083 | 0.91666 | 1.1083
AER110KA | Broan® Roomside 110 CFM, 1.0 Sone Fan CleanCover ENERGY STAR with Infinitely Adjustable Speed Control Switch | 1 | 258.44 | 105.96 | 026715264964 | 9.5 | 1.125 | 1.0333 | 1.125
AER110LBN | Broan Roomside 110 CFM Decorative Bathroom Ventilation Fan with LED Light in Brushed Nickel, 1.5 Sones, ENERGY STAR Certified | 1 | 315.42 | 127.51 | 026715260089 | 16.7 | 1.4167 | 1.4167 | 1
AER110LTK | Broan Roomside 110 CFM Decorative Bathroom Ventilation Fan with LED Light with Trim Kit, 1.5 Sones, ENERGY STAR Certified | 1 | 307.02 | 123.3 | 026715260065 | 18.4 | 1.45 | 1.3083 | 1.45
AER110RGBL | Broan ChromaComfort 110 CFM Ventilation Fan with 24 Color Selectable LED, 1.5 sones, ENERGY STAR Certified | 1 | 401.66 | 143.96 | 026715258673 | 11.2 | 1.2333 | 0.9 | 1.2333
AER110SLW | Broan Roomside 110 CFM Humidity Sensing Decorative Ventilation Fan with Round Flat Panel LED Light in White, 1.5 Sones, ENERGY STAR Certified | 1 | 334.16 | 134.61 | 026715260058 | 16.7 | 1.4417 | 0.91666 | 1.4417
AER80CCTK | BROAN® 80 CFM, 0.7 SONES FAN W/ CLEANCOVER? AND SELECTABLE CCT LED LIGHT | 1 | 224.66 | 92.1 | 026715267323 | 9.5 | 1.1083 | 0.91666 | 1.1083
AER80LWH | Broan Roomside 80 CFM Decorative Ventilation Fan with Round Flat Panel LED Light in White, 0.8 Sones, ENERGY STAR Certified | 1 | 250.46 | 101.35 | 026715260041 | 16.7 | 1.4417 | 0.91666 | 1.4417
AERN110KA | NuTone® Roomside 110 CFM, 1 Sone Fan, CleanCover, ENERGY STAR with Infinitely Adjustable Speed Control Switch | 1 | 258.44 | 105.96 | 026715264971 | 9.5 | 1.125 | 1.0333 | 1.125
AERN110RGBL | NuTone ChromaComfort 110 CFM Ventilation Fan with 24 Color Selectable LED, 1.5 sones, ENERGY STAR Certified | 1 | 401.66 | 143.96 | 026715258666 | 11.2 | 1.2333 | 0.9 | 1.2333
AN000HFKT | NuTone Flex Series Bathroom Ventilation Fan only Housing Pack with Flange Kit | 4 | 28.92 | 9.09 | 026715257850 | 13 | 1.95 | 0.96666 | 1.0667
AN000HFNF | NuTone Flex Series Bathroom Ventilation Fan only Housing Pack, No Flange | 4 | 28.92 | 9.09 | 026715257843 | 11.64 | 1.95 | 0.96666 | 1.075
AN000HLNF | NuTone Flex Series Bathroom Ventilation Fan Light Housing Pack, No Flange | 4 | 28.92 | 9.09 | 026715257881 | 11.64 | 1.95 | 0.96666 | 1.075
AN000HSKT | NuTone Flex Series Humidity Sensing Bathroom Ventilation Fan Housing Pack with Flange Kit | 4 | 128.02 | 42.15 | 026715257874 | 14.4 | 1.95 | 0.96666 | 1.0667
AN110 | NuTone InVent Series 110 CFM Ventilation Fan, 3.0 Sones | 1 | 208.82 | 66.25 | 026715236541 | 8.9 | 1.1083 | 0.91666 | 1.1083
AN110L | NuTone InVent Series 110 CFM Ventilation Fan Light, 1.3 Sones | 1 | 480.78 | 155.63 | 026715235346 | 9.6 | 1.1083 | 1.0167 | 1.1083
AN70L | NuTone InVent Series 70 CFM Ventilation Fan, 2.0 Sones | 1 | 187.62 | 61.37 | 026715236503 | 9.6 | 1.1083 | 1.0167 | 1.1083 | 89.35
AN80L | NuTone InVent Series 80 CFM Ventilation Fan, 1.0 Sones | 1 | 439.48 | 138.29 | 026715235322 | 9.6 | 1.1083 | 1.0167 | 1.1083
ANKE60302SS | Optional 30-Inch Non-Duct Kit for Broan Elite E60 and E64 Series Range Hoods in Stainless Steel | 1 | 425.04 | 208.27 | 026715186419 | 12 | 3.6833 | 2.2667 | 0.41666
ANKE60362SS | Optional 36-Inch Non-Duct Kit for Broan Elite E60 and E64 Series Range Hoods in Stainless Steel | 1 | 440.36 | 215.78 | 026715186426 | 12.5 | 3.6833 | 2.2667 | 0.425
ANKE60422SS | Optional 42-Inch Non-Duct Kit for Broan Elite E60 and E64 Series Range Hoods in Stainless Steel | 1 | 549.58 | 269.29 | 026715186433 | 16.5 | 4.6667 | 2.25 | 0.41666
ANKE60482SS | Optional 48-Inch Non-Duct Kit for Broan Elite E60 and E64 Series Range Hoods in Stainless Steel | 1 | 556.36 | 272.62 | 026715186440 | 16.5 | 4.6667 | 2.25 | 0.41666
AR110LKVV | SurfaceshieldTM Anti-Bacterial 110 CFM, 1.0 Sone, Roomside Fan | 1 | 298.92 | 163.09 | 026715263523 | 9.8 | 1.1083 | 0.91666 | 1.1083
AR110LKVVF | Broan® SurfaceShield Exhaust Fan w/ LED Light and Vyv? Antimicrobial Virus Killing* Violet Light, 110 CFM, Finish Pack | 4 | 368.88 | 154 | 026715267842 | 91.2 | 2.0417 | 1.0833 | 1.2083
AR80LWH | Broan Round Flat Panel LED Light 80 CFM Ventilation Fan, 1.5 Sones | 1 | 227.3 | 91.3 | 026715262557 | 16.7 | 1.4417 | 0.91666 | 1.4417
ARKBWP | Non-duct Kit for BWP Hood | 1 | 196.52 | 90.39 | 026715266036 | 4.5 | 1.8333 | 0.79166 | 0.85416
ARKBWS | NON-DUCT KIT FOR BWS HOOD | 1 | 196.52 | 90.39 | 026715266241 | 5 | 1.8333 | 0.83333 | 0.85416
ARKBWT | NON-DUCT KIT FOR BWT HOOD | 1 | 196.52 | 90.39 | 026715266234 | 5 | 1.8333 | 0.83333 | 0.85416
ARKEW43 | Non-duct Kit for EW43, 24", 30", 36" Hood | 1 | 161.12 | 74.12 | 026715261383 | 9.1 | 2.5833 | 1.375 | 0.80833
ARKEW46 | Non-duct Kit for EW46, 30", 36" Hood | 1 | 161.12 | 74.12 | 026715261956 | 8.5 | 3.725 | 0.79166 | 0.85
ARKEW48 | Non-duct Kit for EW48, 24", 30", 36" Hood | 1 | 161.12 | 74.12 | 026715261963 | 7.3 | 2.9167 | 0.725 | 0.91666
ARN110LKVV | SurfaceshieldTM Anti-Bacterial 110 CFM, 1.0 Sone, Roomside Fan | 1 | 298.92 | 163.09 | 026715265206 | 9.8 | 1.1083 | 0.91666 | 1.1083
ARP310 | CFM Reducer Kit. Reduces CFM to less than 300 CFM, 3-1/4" x 10". | 5 | 60.34 | 29.57 | 026715182220 | 1.25 | 0.68333 | 0.51666 | 0.4
ARP314 | CFM Reducer Kit. Reduces CFM to less than 300 CFM, 3-1/4" x 14". | 5 | 60.34 | 29.57 | 026715182237 | 1.5625 | 0.675 | 0.525 | 0.375
ARP6 | Air Flow Reducer, 6-Inch Round | 5 | 60.34 | 29.57 | 026715182244 | 1.875 | 0.675 | 0.50833 | 0.39166
ARP64 | CFM REDUCER KIT 6N ROUND | 5 | 67.88 | 33.26 | 026715263509 | 2.1875 | 1.2667 | 0.45 | 0.35833
ARP8 | Air Flow Reducer, 8-Inch Round | 5 | 60.34 | 29.57 | 026715182251 | 2.1875 | 1.2667 | 0.45 | 0.35833
AWEPD36SS | 3-Inch Wall Extension for Broan Outdoor Hoods | 1 | 475.04 | 232.77 | 026715204144 | 16 | 3.2917 | 1.7917 | 0.375
AWEPD42SS | 3-Inch Wall Extension for Broan Outdoor Hoods | 1 | 505.62 | 247.75 | 026715255382 | 20 | 4.3333 | 1.8333 | 0.41666
AWEPD48SS | 3-Inch Wall Extension for Broan Outdoor Hoods | 1 | 536.22 | 262.75 | 026715204151 | 19 | 4.2917 | 1.775 | 0.375
AWEPD60SS | 3-Inch Wall Extension for Broan Outdoor Hoods | 1 | 575.32 | 281.91 | 026715240067 | 22.6 | 5.3583 | 1.775 | 0.375
B110H65RS | Broan® AI Series 110 CFM Heat Recovery Ventilator (HRV) | 1 | 1456.94 | 667.67 | 026715264582 | 41 | 2.0625 | 1.5833 | 2.1667
B110H65RT | Broan® AI Series 110 CFM Heat Recovery Ventilator (HRV) | 1 | 1456.94 | 667.67 | 026715264575 | 41 | 2.0625 | 1.5833 | 2.1667
B120DHV | Broan 120 Pint Dehumidifier | 1 | 2904 | 1190.64 | 810017961368 | 105 | 2.9167 | 1.5833 | 2.2292
B12LCDARNW | Light Commercial Heat Recovery Ventilator, recirculation defrost, aluminum core, reverse door, normal low speed, white pre paint | 1 | 9395.2 | 4603.65 | 026715242986 | 276 | 4.4167 | 3.5833 | 2.3333
B12LCDASNW | BROAN LC HRV 12LCDASNW | 1 | 9395.2 | 4603.65 | 026715242962 | 279 | 4.375 | 3.5417 | 2.3125
B12LCDHRNW | Light Commercial ERV - 1170 CFM, Side Ports | 1 | 9851.54 | 4827.25 | 026715253142 | 276 | 4.375 | 3.5417 | 2.375
B12LCDHSNW | Light Commercial ERV - 1170 CFM, Side Ports | 1 | 9851.54 | 4827.25 | 026715253135 | 282 | 4.375 | 3.5417 | 2.375
B12LCDPRNC | High Efficiency Heat Recovery Ventilator for small businesses, 1170 CFM at 0.4 in. w.g. | 1 | 9876.72 | 4839.59 | 026715243082 | 268 | 4.375 | 3.5417 | 2.2917
B12LCDPRNW | Light Commercial Heat Recovery Ventilator, recirculation defrost, polypropylene core, reverse door, normal low speed, white pre paint | 1 | 8522.76 | 4176.15 | 026715242979 | 276 | 4.7083 | 3.5 | 2.2917
B12LCDPSNC | High Efficiency Heat Recovery Ventilator for small businesses, 1170 CFM at 0.4 in. w.g. | 1 | 9876.72 | 4839.59 | 026715243075 | 264 | 4.375 | 3.5417 | 2.2917
B12LCDPSNW | High Efficiency Heat Recovery Ventilator for small businesses, 1026 CFM at 0.4 in. w.g. | 1 | 8522.76 | 4176.15 | 026715242955 | 265 | 4.375 | 3.5417 | 2.2917
B12LCEARNW | Light Commercial Heat Recovery Ventilator, exhaust only, aluminum core, reverse door, normal low speed, white pre paint | 1 | 8833.08 | 4328.21 | 026715242900 | 239 | 3.5 | 3.0833 | 2.75
B12LCEASNW | BROAN LC HRV 12LCEASNW | 1 | 8833.08 | 4328.21 | 026715242887 | 208 | 3.4792 | 3.0833 | 2.3542
B12LCEHRNW | Light Commercial ERV - 1170 CFM, Side Ports | 1 | 9089.4 | 4453.81 | 026715253128 | 215 | 3.5 | 3.0833 | 2.375
B12LCEHSNW | High Efficiency Energy Recovery Ventilator for Small Businesses, 1026 CFM at 0.4 in. w.g. | 1 | 9089.4 | 4453.81 | 026715253111 | 210 | 3.5 | 3.0833 | 2.375
B12LCEPRNC | Light Commercial Heat Recovery Ventilator, exhaust only, polypropylene core, reverse door, normal low speed, corrosion resistant | 1 | 9314.58 | 4564.14 | 026715243044 | 269 | 3.146 | 3.667 | 2.5
B12LCEPRNW | High Efficiency Heat Recovery Ventilator for small businesses, 1170 CFM at 0.4 in. w.g. | 1 | 7960.62 | 3900.7 | 026715242894 | 205 | 3.5 | 3.1042 | 2.3583
B12LCEPSNC | Light Commercial Heat Recovery Ventilator, exhaust only, polypropylene core, standard door, normal low speed, corrosion resistant | 1 | 9314.58 | 4564.14 | 026715243037 | 269 | 3.146 | 3.667 | 2.5
B12LCEPSNW | High Efficiency Heat Recovery Ventilator for small businesses, 1170 CFM at 0.4 in. w.g. | 1 | 7960.62 | 3900.7 | 026715242870 | 206 | 3.5 | 3.0667 | 2.3333
B130E65RS | Broan® AI Series 130 CFM Energy Recovery Ventilator (ERV) | 1 | 1724.68 | 746.28 | 026715264681 | 39.6 | 2.0833 | 1.5917 | 2.1875
B130E65RT | Broan® AI Series 130 CFM Energy Recovery Ventilator (ERV) | 1 | 1724.68 | 746.28 | 026715264674 | 41 | 2.0625 | 1.5833 | 2.1667
B130H65RS | Broan® AI Series 130 CFM Heat Recovery Ventilator (HRV) | 1 | 1573.44 | 721.41 | 026715264605 | 41 | 2.0625 | 1.5833 | 2.1667
B130H65RT | Broan® AI Series 130 CFM Heat Recovery Ventilator (HRV) | 1 | 1573.44 | 721.41 | 026715264599 | 41 | 2.0625 | 1.5833 | 2.1667
B150E75NS | Broan® AI Series 150 CFM Energy Recovery Ventilator (ERV) | 1 | 1965.82 | 862.69 | 026715264667 | 39.4 | 2.0833 | 1.5917 | 2.1875
B150E75NT | Broan® AI Series 150 CFM Energy Recovery Ventilator (ERV) | 1 | 1965.82 | 862.69 | 026715264650 | 39.4 | 2.0833 | 1.5917 | 2.1875
B150H75NS | Broan® AI Series 150 CFM Heat Recovery Ventilator (HRV) | 1 | 1640.6 | 804.48 | 026715264544 | 41.7 | 2.0667 | 1.6 | 2.2083
B150H75NT | Broan® AI Series 150 CFM Heat Recovery Ventilator (HRV) | 1 | 1640.6 | 804.48 | 026715264537 | 41 | 2.0625 | 1.5833 | 2.1667
B1600705 | Light Commercial unit for pool and other extremely humid locations | 1 | 8893.48 | 4357.81 | 026715243112 | 241 | 4.5 | 2.1667 | 3.5
B160E65RS | Broan® AI Series 160 CFM Energy Recovery Ventilator (ERV) | 1 | 1810 | 804.48 | 026715264704 | 39.4 | 2.0833 | 1.6042 | 2.1875
B160E65RT | Broan® AI Series 160 CFM Energy Recovery Ventilator (ERV) | 1 | 1810 | 804.48 | 026715264698 | 39.4 | 2.0833 | 1.6042 | 2.1875
B160E75RS | Broan® AI Series 160 CFM Energy Recovery Ventilator (ERV) | 0 | 2050.82 | 887.58 | 026715264643 | 39.4 | 2.0833 | 1.6042 | 2.1875
B160E75RT | Broan® AI Series 160 CFM Energy Recovery Ventilator (ERV) | 1 | 2050.82 | 887.58 | 026715264636 | 39.4 | 2.0833 | 1.6042 | 2.1875
B160H65RS | Broan® AI Series 160 CFM Heat Recovery Ventilator (HRV) | 1 | 1618.76 | 746.28 | 026715264629 | 41.2 | 2.0833 | 1.5917 | 2.1875
B160H65RT | Broan® AI Series 160 CFM Heat Recovery Ventilator (HRV) | 1 | 1618.76 | 746.28 | 026715264612 | 41.2 | 2.0833 | 1.5917 | 2.1875
B160H75RS | Broan® AI Series 160 CFM Heat Recovery Ventilator (HRV) | 1 | 1941.54 | 829.36 | 026715264568 | 41.4 | 2.0833 | 1.5917 | 2.1875
B160H75RT | Broan® AI Series 160 CFM Heat Recovery Ventilator (HRV) | 1 | 1905.58 | 814.01 | 026715264551 | 41.4 | 2.0833 | 1.5917 | 2.1875
B33DHW | Broan 33 Pint In-Wall Dehumidifier | 1 |  | 777.77 | 810017961337 | 57 | 3.08 | 1.67 | 0.92
B6LCDARN | Light Commercial Heat Recovery Ventilator, recirculation defrost, aluminum core, reverse door, normal low speed | 1 | 7785.32 | 3814.81 | 026715242825 | 200 | 4.5 | 2.5 | 2.3333
B6LCDASN | Light Commercial Heat Recovery Ventilator, recirculation defrost, aluminum core, standard door, normal low speed | 1 | 7785.32 | 3814.81 | 026715242801 | 204 | 4.75 | 2.4167 | 2.75
B6LCDHRN | Light Commercial High Efficiency Energy Recovery Ventilator, 690 CFM at 0.4 in. w.g. | 1 | 8242.86 | 4039 | 026715253104 | 208 | 4.5417 | 2.4583 | 2.375
B6LCDPRN | Light commercial High Efficiency Heat Recovery Ventilator, 690 CFM at 0.4 in. w.g. | 1 | 7241.3 | 3548.24 | 026715242818 | 200 | 2.4167 | 4.5167 | 2.3333
B6LCDPSN | BROAN LC HRV 6LCDPSN | 1 | 7241.3 | 3548.24 | 026715242795 | 197 | 2.4167 | 4.5208 | 2.3083
B6LCEARN | Light Commercial Heat Recovery Ventilator, exhaust only, aluminum core, reverse door, normal low speed | 1 | 6219.8 | 3047.7 | 026715242740 | 183 | 3.0833 | 2.4167 | 2.75
B6LCEASN | Light Commercial Heat Recovery Ventilator, exhaust only, aluminum core, standard door, normal low speed | 1 | 6219.8 | 3047.7 | 026715242726 | 155 | 3.0833 | 2.5 | 2.375
B6LCEHRN | Light Commercial ERV - 690 CFM, Side Ports | 1 | 6443.58 | 3157.35 | 026715253098 | 165 | 3.0833 | 2.5 | 2.375
B6LCEHSN | Light Commercial High Efficiency Energy Recovery Ventilator, 690 CFM at 0.4 in. w.g. | 1 | 6443.58 | 3157.35 | 026715253081 | 154 | 3.0833 | 2.5 | 2.375
B6LCEPRN | Light commercial High Efficiency Heat Recovery Ventilator, 690 CFM at 0.4 in. w.g. | 1 | 5675.8 | 2781.14 | 026715242733 | 148 | 3.0625 | 2.3958 | 2.3542
B6LCEPSN | Light commercial High Efficiency Heat Recovery Ventilator, 690 CFM at 0.4 in. w.g. | 1 | 5675.8 | 2781.14 | 026715242719 | 154 | 3.0625 | 2.3833 | 2.3542
B70DHV | Broan 70 Pint Dehumidifier | 1 | 2015 | 826.15 | 810017961351 | 65 | 2.67 | 1.38 | 1.42
B98DHV | Broan 98 Pint Dehumidifier | 1 | 2695 | 1104.95 | 810017961344 | 95 | 2.92 | 1.54 | 2.08
BCDF130BLS | Glacier 30-Inch 300 CFM 1.2 Sones Black Stainless Steel Range Hood | 1 | 666.12 | 305.75 | 026715253036 | 21 | 2.8833 | 0.63333 | 2.0417
BCDF130SS | Glacier 30-Inch 300 CFM 1.2 Sones Stainless Steel Range Hood | 1 | 547.1 | 251.12 | 026715240500 | 23 | 2.833 | 0.646 | 1.979
BCDF136BLS | Glacier 36-Inch 300 CFM 1.2 Sones Black Stainless Steel Range Hood | 1 | 684.52 | 314.18 | 026715253043 | 25 | 3.3667 | 0.63333 | 2.0417
BCDF136SS | Glacier 36-Inch 300 CFM 1.2 Sones Stainless Steel Range Hood | 1 | 564.3 | 259.58 | 026715240524 | 25 | 3.3958 | 0.66666 | 1.9667
BCDF142SS | Glacier 42-Inch 300 CFM 1.2 Sones Stainless Steel Range Hood | 1 | 583.92 | 268.01 | 026715240531 | 26.6 | 3.9167 | 0.66666 | 1.9583
BCDJ130BL | Glacier 30-Inch 400 CFM <0.5 Sones Black Range Hood | 1 | 674.7 | 310.25 | 026715241866 | 33 | 2.8917 | 0.66666 | 1.9667
BCDJ130SS | Glacier 30-Inch 400 CFM <0.5 Sones Stainless Steel Range Hood | 1 | 731.12 | 335.59 | 026715240562 | 33 | 2.8917 | 0.66666 | 1.9667
BCDJ130WH | Glacier 30-Inch 400 CFM <0.5 Sones White Range Hood | 1 | 675.94 | 310.25 | 026715240838 | 33 | 2.8917 | 0.66666 | 1.9667
BCDJ136BL | Glacier 36-Inch 400 CFM <0.5 Sones Black Range Hood | 1 | 694.32 | 318.69 | 026715240845 | 36 | 3.4167 | 0.65 | 1.9583
BCDJ136SS | Glacier 36-Inch 400 CFM <0.5 Sones Stainless Steel Range Hood | 1 | 748.3 | 343.47 | 026715240579 | 34.8 | 3.3167 | 0.65833 | 2
BCDJ136WH | Glacier 36-Inch 400 CFM <0.5 Sones White Range Hood | 1 | 694.32 | 318.69 | 026715240852 | 36 | 3.3333 | 0.6375 | 2
BCDJ142SS | Glacier 42-Inch 400 CFM <0.5 Sones Stainless Steel Range Hood | 1 | 785.1 | 360.36 | 026715240586 | 38 | 3.9167 | 0.66666 | 1.975
BCR1 | Remote Control for use with Evolution QP3 and QP4 Range Hoods | 1 | 127.8 | 62.62 | 026715192915 | 0.2 | 0.44166 | 0.275 | 0.12916
BCSD124BL | Glacier 24-Inch 250 CFM 1.5 Sones Black Range Hood | 1 | 290.74 | 133.43 | 026715240647 | 18 | 2.4 | 0.66666 | 1.9667
BCSD124SS | Glacier 24-Inch 250 CFM 1.5 Sones Stainless Steel Range Hood | 1 | 345.94 | 158.78 | 026715240654 | 18 | 2.4 | 0.66666 | 1.9667
BCSD124WW | Glacier 24-Inch 250 CFM 1.5 Sones White Range Hood | 1 | 290.74 | 133.43 | 026715240661 | 18 | 2.4 | 0.66666 | 1.9667
BCSD130BC | Glacier 30-Inch 250 CFM 1.5 Sones Bisque Range Hood | 1 | 272.34 | 125.01 | 026715240678 | 21 | 2.8958 | 0.65833 | 1.9583
BCSD130BL | Glacier 30-Inch 250 CFM 1.5 Sones Black Range Hood | 1 | 272.34 | 125.01 | 026715240685 | 21 | 2.8958 | 0.65833 | 1.9583
BCSD130SS | Glacier 30-Inch 250 CFM 1.5 Sones Stainless Steel Range Hood | 1 | 327.54 | 150.34 | 026715240692 | 21 | 2.8958 | 0.65833 | 1.9583
BCSD130WW | Glacier 30-Inch 250 CFM 1.5 Sones White Range Hood | 1 | 272.34 | 125.01 | 026715240708 | 21 | 2.8958 | 0.65833 | 1.9583
BCSD136BC | Glacier 36-Inch 250 CFM 1.5 Sones Bisque Range Hood | 1 | 290.74 | 133.43 | 026715240715 | 22.7 | 3.3958 | 0.66666 | 1.9583
BCSD136BL | Glacier 36-Inch 250 CFM 1.5 Sones Black Range Hood | 1 | 290.74 | 133.43 | 026715240722 | 22.7 | 3.3958 | 0.66666 | 1.9583
BCSD136SS | Glacier 36-Inch 250 CFM 1.5 Sones Stainless Steel Range Hood | 1 | 345.94 | 158.78 | 026715240739 | 22.7 | 3.3958 | 0.66666 | 1.9583
BCSD136WW | Glacier 36-Inch 250 CFM 1.5 Sones White Range Hood | 1 | 290.74 | 133.43 | 026715240746 | 22.7 | 3.3958 | 0.66666 | 1.9583
BCSD142BL | Glacier 42-Inch 250 CFM 1.5 Sones Black Range Hood | 1 | 309.14 | 141.89 | 026715240753 | 25 | 3.875 | 0.65 | 1.9792
BCSD142SS | Glacier 42-Inch 250 CFM 1.5 Sones Stainless Steel Range Hood | 1 | 364.34 | 167.23 | 026715240760 | 25 | 3.875 | 0.65 | 1.9792
BCSD142WW | Glacier 42-Inch 250 CFM 1.5 Sones White Range Hood | 1 | 309.14 | 141.89 | 026715240777 | 25 | 3.875 | 0.65 | 1.9792
BCSEK124BL | 24N SH1 6N HD, 250CFM, RCK1 ESLED BL | 1 | 386.9 | 177.78 | 026715268184 | 19.75 | 2.3333 | 0.65 | 2.025
BCSEK124SS | 24N SH1 6N HD, 250CFM, RCK1 ESLED SS | 1 | 450.5 | 204.83 | 026715267927 | 19.75 | 2.3333 | 0.65 | 2.025
BCSEK124WW | Broan® 24-Inch Convertible Under-Cabinet Range Hood, ENERGY STAR®, 300 Max Blower CFM, White | 1 | 386.9 | 177.78 | 026715268191 | 19.75 | 2.3333 | 0.65 | 2.025
BCSEK130BL | Glacier 30-Inch 250 CFM 1.5 Sones Black Range Hood ENERGY STAR certified | 1 | 369.94 | 158.78 | 026715240784 | 21.2 | 2.8958 | 0.66666 | 1.9583
BCSEK130SL | Glacier 30-Inch 250 CFM 1.5 Sones Slate Range Hood ENERGY STAR certified | 1 | 433.54 | 184.11 | 026715241873 | 21 | 2.9167 | 0.64583 | 1.9583
BCSEK130SS | Glacier 30-Inch 250 CFM 1.5 Sones Stainless Steel Range Hood ENERGY STAR certified | 1 | 433.54 | 184.11 | 026715240791 | 20.78 | 2.875 | 0.65 | 1.9583
BCSEK130WW | Glacier 30-Inch 250 CFM 1.5 Sones White Range Hood ENERGY STAR certified | 1 | 369.94 | 158.78 | 026715240807 | 21 | 2.8958 | 0.65833 | 1.9583
BCSEK136BL | 36N SH1 6N HD, 250CFM RCK1 ESLED BL | 1 | 386.9 | 177.78 | 026715268160 | 23.6 | 3.3333 | 0.65 | 2.025
BCSEK136SS | 36N SH1 6N HD, 250CFM, RCK1 ESLED SS | 1 | 450.5 | 204.83 | 026715267934 | 23.6 | 3.3333 | 0.65 | 2.025
BCSEK136WW | 36N SH1 6N HD, 250CFM, RCK1 ESLED WH | 1 | 386.9 | 177.78 | 026715268177 | 23.6 | 3.3333 | 0.65 | 2.025
BCSQ130SS | Broan Undercabinet 30" 300 CFM SS | 1 | 419.54 | 205.57 | 026715257423 | 21 | 2.875 | 0.64166 | 1.9583
BD4 | Pressure Relief Damper with Wall Cap and 4-Inch Collar | 1 | 104 | 50.96 | 026715067787 | 2.2 | 1 | 0.85833 | 0.71666
BD6 | Broan Pressure Relief Damper with Wall Cap and 6-Inch Collar | 1 | 104 | 50.96 | 026715057764 | 3.2 | 1.5167 | 0.76666 | 0.79166
BHF110 | Broan® PowerHeat™ 110 CFM 2 Sones Heater Exhaust Fan | 1 | 461 | 189.05 | 026715265473 | 16.5 | 1.75 | 1.05 | 1.175
BHF80 | Broan® PowerHeat™ 80 CFM 1.5 Sones Heater Exhaust Fan | 1 | 224.72 | 92.14 | 026715265480 | 13.45 | 1.49 | 0.95 | 0.95
BHFLED110 | Broan® PowerHeat™ 110 CFM 2.0 Sones Heater Exhaust Fan with CCT LED Lighting | 1 | 537.42 | 220.34 | 026715265466 | 17 | 1.76 | 1.03 | 1.17
BHFLED80 | Broan® PowerHeat™ 80 CFM 1.5 Sones Heater Exhaust Fan with CCT LED Lighting | 1 | 264.54 | 112.56 | 026715265497 | 14 | 1.5 | 0.94 | 0.95
BHFLED80F | Broan® PowerHeat™ 80 CFM LED/CCT 1.5 Heater Fan Light Housing Finish Pack | 1 | 208.82 | 85.62 | 026715265503 | 9.75 | 1.4 | 0.88 | 0.87
BHFLED80H | Broan® PowerHeat™ 80 CFM LED/CCT 1.5 Heater Fan Light Housing | 1 | 65.72 | 26.95 | 026715265510 | 5.25 | 1.46 | 1.28 | 1.08
BIAQRS100 | Overture? Smart Air Quality Monitor Room Sensor | 4 | 582 | 233 | 026715265336 | 1.25 | 0.43333 | 0.30833 | 0.6
BIAQSP100P | Overture Smart Plug | 4 | 249 | 99 | 026715265343 | 0.65 | 0.43333 | 0.30833 | 0.6
BIAQWC100P | Overture Smart Air Quality Monitor Wall Control | 4 | 415 | 166 | 026715265329 | 0.5 | 0.43333 | 0.30833 | 0.6
BK105 | Builder Chimes Kit (Chime only) | 24 | 31.1 | 15.24 | 784891030017 | 27 | 1.7667 | 1.125 | 0.84166
BK110NBWH | Builder Chimes Kit with Pushbutton | 24 | 41.32 | 12.79 | 784891030031 | 48 | 1.0833 | 1.0667 | 1.7917
BK115LWH | Builder Chimes Kit with Lighted Pushbutton | 24 | 45.36 | 14.04 | 784891030055 | 48 | 1.1167 | 1.0583 | 1.7583
BK120NBWH | Builder Chimes Kit with Two Pushbuttons | 24 | 43.78 | 13.88 | 784891030048 | 48 | 1.0833 | 1.0667 | 1.7917
BK125LWH | Builder Chimes Kit with Two Lighted Pushbuttons | 24 | 48.44 | 14.17 | 784891030062 | 48 | 1.0667 | 1.0667 | 1.75
BK131LPB | Builder Chimes Kit with Lighted Brass Stucco Pushbutton | 24 | 48.62 | 23.82 | 784891030093 | 48 | 1.7667 | 1.075 | 1.1167
BK131LRBZ | Builder Chimes Kit with Lighted Oil-Rubbed Bronze Stucco Pushbutton | 6 | 48.62 | 23.82 | 784891030123 | 12.372 | 1.0417 | 0.60833 | 0.89166
BK131LSN | Builder Chimes Kit with Lighted Satin Nickel Stucco Pushbutton | 6 | 48.62 | 23.82 | 784891030116 | 12.372 | 1.05 | 0.625 | 0.91666
BK144LCL | Builder Chimes Kit with Lighted Pushbutton | 24 | 41.32 | 20.25 | 784891030024 | 48 | 1.0917 | 1.0667 | 1.825
BK147LWH | Builder Chimes Kit with Lighted Pushbutton, Recessed | 24 | 69.8 | 34.2 | 784891030161 | 64.704 | 1.9333 | 1.2083 | 1.1917
BK240LWH | Builder Kit Chime with Junction Box Transformer and Lighted White Rectangular Pushbutton | 24 | 49.9 | 17.48 | 026715255030 | 48 | 1.5667 | 0.89166 | 1.3417
BK240SLPB | Builder Kit Chime with Junction Box Transformer and Lighted Brass Pushbutton | 24 | 53.3 | 26.11 | 026715255047 | 48 | 1.5667 | 0.89166 | 1.3417
BK240SLSN | Builder Kit Chime with Junction Box Transformer and Lighted Satin Nickel Pushbutton | 24 | 53.3 | 26.11 | 026715255085 | 48 | 1.5667 | 0.89166 | 1.3417
BK242LWH | Builder Kit Chime with Junction Box Transformer and 2 Lighted Rectangular Pushbuttons | 24 | 53.3 | 18.6 | 026715255054 | 49.2 | 1.5667 | 0.89166 | 1.3417
BKDB130BL | Sahale 30-Inch 250 CFM 1.5 Sones Black Range Hood | 1 | 456.36 | 209.46 | 026715243853 | 22 | 2.8833 | 0.65833 | 1.9583
BKDB130SS | Sahale 30-Inch 250 CFM 1.5 Sones Stainless Steel Range Hood | 1 | 510.3 | 234.24 | 026715243860 | 22 | 2.8833 | 0.65833 | 1.9583
BKDB130WW | Sahale 30-Inch 250 CFM 1.5 Sones White Range Hood | 1 | 456.36 | 209.46 | 026715243877 | 22 | 2.8833 | 0.65833 | 1.9583
BKDB136BL | Sahale 36-Inch 250 CFM 1.5 Sones Black Range Hood | 1 | 474.76 | 217.9 | 026715243884 | 24 | 3.3833 | 0.65 | 1.9583
BKDB136SS | Sahale 36-Inch 250 CFM 1.5 Sones Stainless Steel Range Hood | 1 | 528.72 | 242.68 | 026715243891 | 24 | 3.3917 | 0.74166 | 1.9583
BKDB136WW | Sahale 36-Inch 250 CFM 1.5 Sones White Range Hood | 1 | 474.76 | 217.9 | 026715243907 | 24 | 3.3833 | 0.65 | 1.9583
BKDEG130BL | Sahale 30-Inch 300 CFM 1.2 Sones Black Range Hood ENERGY STAR certified | 1 | 528.72 | 242.68 | 026715243969 | 23.65 | 2.9 | 0.65833 | 1.9667
BKDEG130SS | Sahale 30-Inch 300 CFM 1.2 Sones Stainless Steel Range Hood ENERGY STAR certified | 1 | 583.92 | 268.01 | 026715243976 | 22.9 | 2.8917 | 0.66666 | 1.9667
BKDEG130WW | Sahale 30-Inch 300 CFM 1.2 Sones White Range Hood ENERGY STAR certified | 1 | 528.72 | 242.68 | 026715243983 | 23 | 2.8958 | 0.66666 | 1.9667
BKL340KWH | Builder Kit, Line Voltage Chime with Kinetic Wireless White Pushbutton | 24 | 80.34 | 34.97 | 026715260348 | 1.1 | 0.675 | 0.54166 | 0.23333
BKL340LBR | Builder Kit, Line Voltage Chime with Lighted Oil-Rubbed Bronze Pushbutton | 24 | 60.56 | 25.84 | 026715260331 | 1.05 | 0.675 | 0.54166 | 0.23333
BKL340LSN | Builder Kit, Line Voltage Chime with Lighted Satin Nickel Pushbutton | 24 | 60.56 | 25.84 | 026715260324 | 1.05 | 0.675 | 0.54166 | 0.23333
BKL340LWH | Builder Kit, Line Voltage Chime with Lighted White Rectangular Pushbutton | 24 | 48.2 | 20.77 | 026715260300 | 1 | 0.66666 | 0.54166 | 0.23333
BKL342LWH | Builder Kit, Line Voltage Chime with Two Lighted White Pushbuttons | 24 | 51.92 | 22.3 | 026715260317 | 1.05 | 0.675 | 0.54166 | 0.23333
BKSA130BL | Sahale 30-Inch 250 CFM 1.5 Sones Black Range Hood | 1 | 253.94 | 116.55 | 026715244089 | 20.5 | 2.8833 | 0.66666 | 1.9667
BKSA130SS | Sahale 30-Inch 250 CFM 1.5 Sones Stainless Steel Range Hood | 1 | 309.14 | 141.89 | 026715244096 | 20.05 | 2.8833 | 0.65833 | 1.9625
BKSA130WW | Sahale 30-Inch 250 CFM 1.5 Sones White Range Hood | 1 | 253.94 | 116.55 | 026715244102 | 20.5 | 2.8833 | 0.66666 | 1.9667
BKSH130BL | Sahale 30-Inch 250 CFM 1.5 Sones Black Range Hood | 1 | 327.54 | 150.34 | 026715244133 | 20.85 | 2.9417 | 0.66666 | 1.9583
BKSH130SS | Sahale 30-Inch 250 CFM 1.5 Sones Stainless Steel Range Hood | 1 | 382.74 | 175.68 | 026715244140 | 20.65 | 2.9083 | 0.68333 | 1.9583
BKSH130WW | Sahale 30-Inch 250 CFM 1.5 Sones White Range Hood | 1 | 327.54 | 150.34 | 026715244157 | 20.85 | 2.9417 | 0.66666 | 1.9583
BP10 | Non-Duct Replacement Filter, 8-Inch x 9-1/2-Inch x 3/8-Inch | 8 | 18.76 | 9.19 | 026715032532 | 1.5 | 0.94166 | 0.40833 | 0.85
BP11 | Non-ducted Filter (8-5/8" x 10") | 8 | 21.06 | 10.32 | 026715032549 | 1.5 | 1.0667 | 0.4 | 0.825
BP17 | Fan Assembly for Broan 40000 and 42000 Series Range Hoods | 4 | 55.62 | 27.25 | 026715040131 | 8.25 | 1.1417 | 0.75833 | 1.0917
BP18 | FAN ASSY,HOOD 4 PACK PCN 90900018 | 4 | 53.26 | 26.1 | 026715040148 | 9 | 1.1333 | 0.76666 | 1.0917
BP19 | Fan Assembly for Broan 41000 Series Range Hoods | 4 | 55.62 | 27.25 | 026715040599 | 7.5 | 1.1333 | 0.775 | 1.0833
BP20 | Broan-NuTone Replacement Exhaust Fan Grille (663, 670, 671, 675, 688 and 689) | 6 | 9.32 | 4.57 | 026715040605 | 2.625 | 0.95 | 0.55833 | 0.925
BP24 | Grille, Bath Fan (Metal) (660, 662, 664, 665, 666 and 668) | 15 | 21.14 | 10.36 | 026715044856 | 6.5625 | 0.95833 | 0.55833 | 0.925
BP25 | Light Lens, Fan/Light (678, 679, 679FL, 655, 656, 657, 659, 695 and 696) | 6 | 13.52 | 6.62 | 026715044863 | 2.25 | 0.80833 | 0.725 | 0.54166
BP27 | Broan-NuTone 50CFM Replacement Motor and Wheel | 6 | 43.8 | 20.35 | 026715044887 | 8.25 | 1.1 | 0.58333 | 1.0083
BP28 | Broan-NuTone Motor/Wheel, 70 CFM (655, 657, 658, 679, 671 and 671-A) | 6 | 47.1 | 23.08 | 026715044894 | 11.625 | 1.0917 | 0.59166 | 1.0083
BP29 | Aluminum Replacement Grease Filter, 8-3/4-Inch x 10-1/2-Inch | 6 | 11.44 | 5.61 | 026715049882 | 1.125 | 1.0333 | 0.81666 | 0.21666
BP33 | Grille, Spring-Mounted (AC2650, AC2660, AC2900, 7550 and 7650) | 6 | 14.16 | 6.94 | 026715054367 | 2.88 | 0.94166 | 0.55833 | 0.925
BP35 | Grille/Knob, Utility Fan (8-Inch) | 12 | 18.52 | 9.07 | 026715054404 | 7.5 | 1.0333 | 0.84166 | 1.0167
BP36 | Light Lens for (AC2550, AC25501C and 682L) | 5 | 17.74 | 8.69 | 026715054428 | 1.875 | 0.81666 | 0.725 | 0.55
BP38 | GRILLE ASSY BULB HEATER 10 PACK | 10 | 20.9 | 10.24 | 026715054466 | 4.7 | 0.94166 | 0.55 | 0.91666
BP4 | Round Aluminum Grease Filter, 10-1/2-Inch x 3/32-Inch Thickness with 3-1/4-Inch Dome | 12 | 11.44 | 5.61 | 026715031351 | 2.25 | 0.94166 | 0.925 | 0.70833
BP43 | Light Lens for Select Broan Range Hoods | 12 | 8.62 | 4.22 | 026715049905 | 2.25 | 1.125 | 0.75833 | 1.0833
BP46 | Grille Assembly, Spring-Mounted for (663, 670, 671, 675, 688, 689, Sears and others) | 12 | 7.5 | 3.68 | 026715071678 | 3.75 | 0.94166 | 0.55 | 0.925
BP5 | Aluminum Grease Filter, 8-5/8-Inch x 11-Inch x 3/8-Inch | 4 | 11.58 | 5.67 | 026715031368 | 1 | 1.0333 | 0.81666 | 0.21666
BP50 | Motor/Wheel, for (663N, 663LN, and 696N ver. A) 50 CFM | 6 | 34.2 | 16.76 | 026715079971 | 9 | 1.0833 | 0.58333 | 1.0167
BP51 | Motor/Wheel, for (694 and 695 ver. A). 70 CFM | 6 | 47.1 | 23.08 | 026715079988 | 11.625 | 1.0833 | 0.6 | 1.025
BP52 | Motor Blade for Select NuTone Range Hoods | 4 | 58.44 | 28.64 | 026715079995 | 8.5 | 1.1333 | 0.75833 | 1.1
BP55 | Aluminum Grease Filter, 8-Inch x 9-1/2-Inch | 8 | 11.44 | 5.61 | 026715082599 | 1.5 | 1.0583 | 0.39166 | 0.81666
BP56 | Non-Duct Replacement Filter, 8-Inch x 9-1/2-Inch | 8 | 21.06 | 10.32 | 026715082605 | 1.5 | 0.94166 | 0.39166 | 0.85
BP57 | Aluminum Filter with Light Lens, 11-3/8-Inch x 11-3/4-Inch | 8 | 20.24 | 9.92 | 026715107490 | 3 | 1.2417 | 0.55 | 1.05
BP58 | Replacement Charcoal Filters, 7-3/4-Inch x 10-1/2-Inch | 8 | 14.2 | 6.96 | 026715107506 | 1.5 | 0.95833 | 0.55833 | 0.91666
BP7 | Aluminum Grease Filter, 10-3/8-Inch x 11-3/8-Inch x 3/8-Inch | 8 | 11.58 | 5.67 | 026715031382 | 2 | 1.1 | 0.40833 | 0.98333
BP87Q | 7-Inch Round Damper with Foam for Range Hoods | 3 | 22.6 | 8.14 | 026715201778 | 1.35 | 0.81666 | 0.725 | 0.325
BP90 | Broan-NuTone Classic Replacement Grille for Ventilation Fan | 4 | 10.66 | 5.22 | 026715167449 | 1.5 | 0.85 | 0.84166 | 0.2
BP91 | Replacement Bathroom Exhaust Fan Grille with Light | 4 | 22.9 | 11.22 | 026715199754 | 3.25 | 1.0833 | 0.58333 | 1.0083
BPQTAF | Aluminum Filter for QT20000 Series Range Hood | 4 | 11.54 | 5.65 | 026715133840 | 1.3 | 1.1167 | 1 | 0.21666
BPQTF | Charcoal Replacement Filter for QT20000 Series Range Hood | 4 | 14.48 | 7.1 | 026715133833 | 1.5 | 1.1167 | 1 | 0.21666
BPS1FA30 | Aluminum Filter for 30-Inch wide QS1 Series Range Hood | 3 | 33.84 | 16.58 | 026715138166 | 2.1 | 1.0583 | 0.275 | 1.2667
BPS1FA36 | Aluminum Filter for 36-Inch wide QS1 Series Range Hood | 3 | 37.08 | 18.17 | 026715138173 | 3 | 1.3917 | 0.3 | 1.4833
BPS2FA30 | Aluminum Filter for 30-Inch wide QS2 Series Range Hood | 6 | 49.62 | 24.31 | 026715138180 | 4.8 | 1.3958 | 0.30833 | 1.2583
BPSF30 | Charcoal Replacement Filter for 30-Inch wide QS Series Range Hood | 4 | 38.64 | 18.93 | 026715138135 | 1.88 | 1.4083 | 0.29166 | 1.25
BPSF36 | Charcoal Replacement Filter for 36-Inch wide QS Series Range Hood | 4 | 41.34 | 20.26 | 026715138142 | 2.248 | 1.525 | 1.05 | 0.275
BUEZ024WW | Broan Economy UC 160 CFM 24N White/White | 1 | 190.6 | 53.32 | 026715258949 | 11.57 | 2.2417 | 0.625 | 1.6167
BUEZ030BL | Broan Economy UC 160 CFM 30N Black | 1 | 190.1 | 51.7 | 026715258963 | 12.77 | 2.75 | 0.625 | 1.625
BUEZ030WW | Broan Economy UC 160 CFM 30N White/White | 1 | 190.16 | 51.71 | 026715258956 | 12.77 | 2.75 | 0.625 | 1.625
BUEZ036WW | Broan Economy UC 160 CFM 36N White/White | 1 | 196.52 | 54.98 | 026715258970 | 14.17 | 3.2417 | 0.63333 | 1.625
BUEZ121WW | Broan Economy UC ND 21N White/White | 1 | 217.36 | 100.63 | 026715258871 | 10 | 2 | 0.64166 | 1.625
BUEZ124WW | Broan Economy UC ND 24N White/White | 1 | 193.76 | 52.83 | 026715258840 | 10.77 | 2.2417 | 0.625 | 1.6167
BUEZ130BL | Broan Economy UC ND 30N Black | 1 | 193.4 | 51.21 | 026715258833 | 12.07 | 2.75 | 0.625 | 1.625
BUEZ130BT | Broan Economy UC ND 30N Biscuit | 1 | 193.86 | 51.33 | 026715258864 | 12.07 | 2.75 | 0.625 | 1.625
BUEZ130SS | Broan Economy UC ND 30N Stainless | 1 | 262.34 | 80.68 | 026715258888 | 12.37 | 2.75 | 0.625 | 1.625
BUEZ130WW | Broan Economy UC ND 30N White/White | 1 | 193.48 | 51.23 | 026715258857 | 12.07 | 2.75 | 0.625 | 1.625
BUEZ136WW | Broan Economy UC ND 30N White/White | 1 | 200.94 | 54.79 | 026715258895 | 13.27 | 3.2417 | 0.63333 | 1.625
BUEZ230BL | Broan Economy UC 190 CFM 30N Black | 1 | 177.96 | 51.16 | 026715258918 | 12.27 | 2.75 | 0.625 | 1.625
BUEZ230SS | Broan Economy UC 190 CFM 30N Stainless | 1 | 248.2 | 80.89 | 026715258925 | 12.77 | 2.75 | 0.625 | 1.625
BUEZ230WW | Broan Economy UC 190 CFM 30N White/White | 1 | 178.02 | 51.18 | 026715258901 | 12.27 | 2.75 | 0.625 | 1.625
BUEZ236WW | Broan Economy UC 190 CFM 36N White/White | 1 | 185.42 | 54.74 | 026715258932 | 13.57 | 3.2417 | 0.63333 | 1.625
BUEZ330BL | 30-INCH CONVERTIBLE UNDER CABINET RANGE HOOD WITH LIGHT IN BLACK WITH EZ1 INSTALLATION SYSTEM | 1 | 186.98 | 88.63 | 026715258994 | 13.8 | 2.75 | 0.66666 | 1.625
BUEZ330SS | 30-INCH CONVERTIBLE UNDER CABINET RANGE HOOD WITH LIGHT IN STAINLESS STEEL WITH EZ1 INSTALLATION SYSTEM | 1 | 259.66 | 126.83 | 026715259007 | 14.2 | 2.75 | 0.66666 | 1.625
BUEZ330WW | 30-INCH CONVERTIBLE UNDER CABINET RANGE HOOD WITH LIGHT IN WHITE WITH EZ1 INSTALLATION SYSTEM | 1 | 186.98 | 88.63 | 026715258987 | 13.8 | 2.75 | 0.66666 | 1.625
BW5030SSL | Broan® 30-Inch Convertible European Style Wall-Mounted Chimney Range Hood, 390 MAX Blower CFM, Stainless Steel LED Light | 1 | 594.3 | 268.56 | 026715263653 | 31 | 2.8417 | 1.0917 | 1.925
BW5036SSL | Broan® 36-Inch Convertible European Style Wall-Mounted Chimney Range Hood, 390 MAX Blower CFM, Stainless Steel LED Light | 1 | 667.36 | 327.01 | 026715263660 | 32 | 3.3 | 1.1083 | 1.9667
BWP2244SS | Broan® 24-Inch Convertible Wall-Mount Pyramidal Chimney Range Hood, 450 MAX CFM, Stainless Steel | 1 | 687.82 | 273.37 | 026715265114 | 30.4 | 2.4375 | 1.1833 | 2.0833
BWP2304SS | Broan® 30-Inch Convertible Wall-Mount Pyramidal Chimney Range Hood, 450 MAX CFM, Stainless Steel | 1 | 687.82 | 273.37 | 026715265121 | 33 | 2.8958 | 1.1667 | 2.0833
BWP2306SS | Broan® 30-Inch Convertible Wall-Mount Pyramidal Chimney Range Hood, 630 MAX CFM, Stainless Steel | 1 | 756.84 | 300.78 | 026715265145 | 34.6 | 2.9 | 1.1833 | 2.0833
BWP2364SS | Broan® 36-Inch Convertible Wall-Mount Pyramidal Chimney Range Hood, 450 MAX CFM, Stainless Steel | 1 | 755.7 | 301.27 | 026715265138 | 36 | 3.3583 | 1.1833 | 2.0833
BWP2366SS | Broan® 36-Inch Convertible Wall-Mount Pyramidal Chimney Range Hood, 630 MAX CFM, Stainless Steel | 1 | 832.94 | 332.21 | 026715265152 | 37.5 | 3.3583 | 1.1833 | 2.0833
BWS2304BLS | Broan® 30-Inch Convertible Wall-Mount Low Profile Pyramidal Chimney Range Hood, 450 MAX CFM, Black Stainless Steel | 1 | 966.88 | 385.12 | 026715265176 | 47 | 3.49 | 1.62 | 1.98
BWS2304SS | LOW PROFILE PYRAMIDAL 30" 450 CFM SS | 1 | 822.46 | 326.85 | 026715265169 | 45.8 | 3.5 | 1.6458 | 2.0083
BWT2304SS | Broan® 30-Inch Convertible Wall-Mount T-Style Chimney Range Hood, 450 MAX CFM, Stainless Steel | 1 | 821.74 | 326.57 | 026715265183 | 45.3 | 3.5 | 1.6167 | 2.0417
BWT2304SSB | Broan® 30-Inch Convertible Wall-Mount T-Style Chimney Range Hood, 450 MAX CFM, Stainless Steel with Black Glass | 1 | 962.56 | 383.5 | 026715265190 | 47 | 3.5 | 1.625 | 2.0083
C350BN | Broan-NuTone 50CFM Replacement Motor/Wheel for 696N Ventilation Fan, 4.0 Sones | 1 | 43.32 | 16.4 | 026715178834 | 2 | 0.77083 | 0.33333 | 0.60833
C350GN | Broan-NuTone Replacement Grille for 695 and 696N Ventilation Fans | 4 | 12.86 | 6.3 | 026715178858 | 1.72 | 0.83333 | 0.81666 | 0.26666
C370BN | Replacement Motor/Wheel, 70 CFM, (NuTone 695 housing) | 1 | 61.88 | 24.18 | 026715178841 | 2.5 | 0.77083 | 0.33333 | 0.60833
C905 | Transformer | 6 | 21.18 | 9.04 | 026715024827 | 5.625 | 0.76666 | 0.275 | 0.41666
C907 | 16V, 30VA Doorbell Transformer | 6 | 33.56 | 16.44 | 026715071289 | 12 | 0.76666 | 0.3375 | 0.45833
C909 | Tri-volt Transformer | 6 | 37.38 | 18.32 | 026715071296 | 7.32 | 0.24166 | 0.24166 | 0.19166
C915 | Junction Box Transformer | 6 | 33.56 | 16.44 | 784891071300 | 6 | 0.71666 | 0.375 | 0.5
CA130 | Hose Sock, Central Vacs, for 30-32 foot long hose in Gray | 12 | 76.56 | 26.03 | 784891981906 | 1.2 | 1.9833 | 0.26666 | 0.26666
CD60W | Broan-NuTone 60 MINUTE COUNTDOWN TIMER WHITE | 4 | 58.36 | 24.42 | 026715260638 | 1.6 | 0.35833 | 0.19166 | 0.525
CF329 | CF329 Inlet Mounting Plate | 20 | 7.66 | 2.6 | 784891774119 | 0.23 | 0.3875 | 0.3375 | 0.09583
CF361 | CF361 Mounting Bracket with plaster guard | 20 | 17.86 | 6.07 | 784891774126 | 0.2 | 0.45833 | 0.225 | 0.14583
CF361F | Mounting Bracket with flanged spigot to assemble to any 382 series elbow | 20 | 24.86 | 8.46 | 784891774263 | 0.3 | 0.4375 | 0.20833 | 0.11666
CF362 | 90 Degree Flanged Ell standard | 20 | 3.84 | 1.31 | 784891774133 | 0.15 | 0.25 | 0.19166 | 0.25
CF367 | 36" Flexible Tubing for Central Vacuum | 6 | 17.24 | 5.86 | 784891774188 | 6.9 | 3.0667 | 0.45 | 0.68333
CF368 | 90 Degree Street Ell | 20 | 2.18 | 0.72 | 784891774195 | 0.1 | 0.39166 | 0.25 | 0.2
CF369 | 45 Degree Street Ell | 20 | 2.18 | 0.72 | 784891774294 | 0.09 | 0.18333 | 0.20833 | 0.26666
CF372 | Utility Inlet | 25 | 7.66 | 1.74 | 026715230143 | 0.15 | 0.20833 | 0.25 | 0.16666
CF377 | 90 Degree Sweep Ell-long | 20 | 2.18 | 0.72 | 784891774317 | 0.22 | 0.3625 | 0.3625 | 0.1875
CF380 | Pipe support with wire clip | 20 | 1.3 | 0.42 | 784891772580 | 0.04 | 0.29583 | 0.1875 | 0.05833
CF382 | 90 Degree Sweep Ell | 20 | 2.04 | 0.69 | 784891774331 | 0.15 | 0.29166 | 0.29166 | 0.19166
CF382S | 90 Degree Sweep Elbow for Use With Central Vacuum Systems | 10 | 2.04 | 0.69 | 784891774348 | 0.11 | 0.24166 | 0.24166 | 0.1875
CF383 | 90 Degree Tee | 20 | 2.8 | 0.96 | 784891774225 | 0.22 | 0.39166 | 0.36666 | 0.1875
CF384 | 3-Way Ell | 10 | 4.46 | 1.52 | 784891774386 | 0.23 | 0.45833 | 0.32083 | 0.1875
CF385 | 45 Degree Ell | 20 | 1.88 | 0.66 | 784891774409 | 0.09 | 0.24166 | 0.1875 | 0.22916
CF387 | 45 Degree Wye | 10 | 3.84 | 1.31 | 784891774447 | 0.19 | 0.37916 | 0.35 | 0.1875
CF388 | Stop Coupling | 1 | 1.3 | 0.42 | 784891774461 | 0.05 | 0.18333 | 0.18333 | 0.12916
CF389 | End Cap | 10 | 2.54 | 0.87 | 784891774485 | 0.01 | 0.18333 | 0.175 | 0.075
CF3918 | Eight-Gallon Vacuum Bags for Central Vacuums, Set of 3 | 6 | 24.26 | 8.26 | 784891774492 | 0.55 | 0.85 | 0.66666 | 0.10416
CH230L | Standard hose, Central Vacs, 42 Feet long in Dark Gray | 1 | 229 | 77.86 | 784891779244 | 9.5 | 0.83333 | 1.4917 | 1.4917
CH235 | 30' Crushproof Hose | 1 | 185.62 | 63.12 | 784891779251 | 7.8 | 0.83333 | 1.4667 | 1.4583
CH515 | 30' Current-Carrying Crushproof Hose | 1 | 438.24 | 149 | 784891779268 | 8.6 | 0.825 | 1.4333 | 1.4583
CH615 | 30' Direct-Connect Crushproof Hose | 1 | 438.24 | 149 | 784891779275 | 8.3 | 0.84166 | 1.45 | 1.4583
CI3303RK | Rough-in Kit for 3-Inlet Installation | 1 | 149.3 | 50.75 | 784891771828 | 6.2 | 0.9375 | 0.70833 | 0.83333
CI358W | Operating System Compatibility , Operating System Compatibility | 10 | 29.36 | 9.97 | 784891771514 | 6.875 | 1.6833 | 0.81666 | 0.45
CI376W | Trim Plate for CanSweep® Automatic Inlet for Central Vacs, 10-9/16 x 4h (adjustable), in White | 25 | 15.56 | 6.77 | 026715255801 | 0.1 | 0.95833 | 0.41666 | 0.02083
CI377W | CanSweep® Automatic Inlet for Central Vacs, in White | 16 | 102.08 | 31.23 | 026715255795 | 0.57 | 0.775 | 0.24166 | 0.36666
CI399ALM | Electra-Valve II Wall Inlet Almond | 32 | 12.76 | 6.13 | 026715251230 | 0.25 | 0.44166 | 0.3 | 0.15833
CI399EB | E-Box Only for use with CI399 Electra-Valve II Inlets | 200 | 26.36 | 12.91 | 026715251223 | 0.05 | 0.175 | 0.1 | 0.06666
CI399RK | Electra-Valve II Wall Inlet Rough-In Kit | 25 | 37.02 | 10.44 | 026715251216 | 0.38 | 0.56666 | 0.4 | 0.13333
CI399W | Electra-Valve II Wall Inlet White | 32 | 12.76 | 6.13 | 026715251209 | 0.25 | 0.44166 | 0.3 | 0.15833
CK135 | Ratcheting Wand for Central Vacuums, Adjustable Length, with Plated Chrome Finish | 25 | 34.48 | 14.64 | 784891983528 | 1.13 | 2.125 | 0.375 | 0.125
CS100 | Car care attachment set | 1 | 159.48 | 67.78 | 026715236138 | 8.45 | 2 | 1.3167 | 0.825
CS200 | Carpet & Bare Floor Combination Attachment Set (Excludes Hose) | 1 | 170.96 | 72.66 | 026715236145 | 4 | 2.2 | 0.85833 | 0.31666
CS300 | Bare Floor Attachment Set | 1 | 491.18 | 208.76 | 026715236152 | 17 | 1.5417 | 1.2083 | 2.6667
CS400 | Carpet & Bare Floor Combination and Pet Care Attachment Set | 1 | 586.88 | 249.42 | 026715236169 | 19.1 | 1.5417 | 1.2083 | 2.6667
CS500 | Combination Carpet & Bare Floor Attachment Set For Use With Non-Electrified Inlets | 1 | 1058.92 | 438.72 | 026715236176 | 25.65 | 1.5417 | 1.2083 | 2.6667
CS600 | Combination Carpet & Bare Floor Attachment Set for Use With Direct Connect Electrified Inlets | 1 | 1058.92 | 438.72 | 026715236183 | 25.2 | 1.5417 | 1.2083 | 2.6667
CT105 | Natural hair dusting brush | 50 | 5.74 | 2.44 | 026715236343 | 0.12 | 0.46666 | 0.25 | 0.20833
CT106G | Upholstery Tool for Central Vacuums, 1-1/4-Inch neck diameter, in Black | 50 | 8.28 | 3.51 | 784891770319 | 0.19 | 0.6875 | 0.38333 | 0.18333
CT109 | Pet brush | 50 | 4.46 | 1.9 | 026715236329 | 0.15 | 0.46666 | 0.25 | 0.1875
CT110 | Long crevice tool | 50 | 4.46 | 1.9 | 026715236336 | 0.19 | 1.15 | 0.125 | 0.125
CT132 | Button Lock Wands for Central Vacuums, with Plated Chrome Finish | 25 | 32.54 | 13.84 | 784891770333 | 0.95 | 1.5208 | 0.5 | 0.10833
CT140G | Standard Floor/Rug Tool for Central Vacuums, 10-5/8-Inch Cleaning Width, in Black | 12 | 35.74 | 15.18 | 784891983535 | 1.6 | 0.9375 | 0.79166 | 0.25833
CT143B | Universal Dusting Brush for Central Vacuums, in Black | 30 | 21.08 | 8.94 | 784891770340 | 0.4 | 0.825 | 0.21666 | 0.16666
CT150B | Deluxe Floor/Rug Tool for Central Vacuums, 11-Inch Cleaning Width, in Black | 12 | 29.96 | 12.74 | 784891983542 | 1 | 1.0833 | 0.77083 | 0.25
CT156B | Hard Surface Floor Tool for Central Vacuums, 11-3/4-Inch Cleaning Width, in Black | 12 | 32.54 | 13.84 | 784891779718 | 0.75 | 1.0167 | 0.3 | 0.60833
CT157B | Extra Wide Hard Surface Floor Tool for Central Vacuums, 14-Inch Cleaning Width, in Black | 12 | 45.92 | 19.51 | 784891779725 | 0.9 | 1.2167 | 0.3 | 0.59166
CT158 | Premium 13" Wide Turn & Twist Floor Brush | 21 | 53.6 | 22.78 | 026715236350 | 0.64 | 1.0708 | 0.45833 | 0.29166
CT170 | Adjustable-Ratcheting Wand for Central Vacuums, Adjustable Length, with Dark Gray with Metal Finish | 20 | 67 | 28.46 | 026715193165 | 2.1 | 2.2917 | 0.29166 | 0.25
CT175 | Adjustable Telescopic Wand For Central Vacuums | 20 | 67 | 28.46 | 026715193172 | 1.8 | 2.3333 | 0.29166 | 0.25
CT350B | Turbine Brush for Central Vacs, 11-Inch cleaning width | 12 | 49.76 | 21.16 | 784891779763 | 2 | 1.0583 | 0.33333 | 0.925
CT700 | Deluxe 14? Electric Power Brush For Central Vacs | 6 | 361.68 | 153.71 | 026715193158 | 7 | 1.1667 | 0.35 | 1.4167
CVG4 | 4-Inch Grille for Broan In-Line Ventilators | 6 | 43.82 | 21.47 | 784891994906 | 0.29 | 0.51666 | 0.51666 | 0.23333
CVG6 | 6-Inch Grille for Broan In-Line Ventilators | 6 | 58.92 | 28.87 | 784891270703 | 0.5 | 0.625 | 0.625 | 0.25
CVL4 | 4-Inch Sleeve | 6 | 40.78 | 19.98 | 784891994913 | 0.6 | 0.83333 | 0.41666 | 0.33333
CVL6 | 6-Inch Sleeve | 6 | 38.18 | 18.71 | 784891994951 | 0.8 | 0.83333 | 0.5 | 0.5
CWT45 | Cold Weather Thermostat | 1 | 52.56 | 25.75 | 026715210367 | 0.15 | 0.425 | 0.21666 | 0.31666
D101 | Damper Kit for Model L3500EXL Ventilator. Twin damper flaps and mounting hardware | 1 | 41.44 | 20.31 | 026715024247 | 0.9 | 1.1667 | 0.8125 | 0.0625
DC4 | Broan-NuTone 4-Inch Duct Collar, For use with Models 636/636AL, easy attachment of 4-Inch round duct | 6 | 9.32 | 4.57 | 026715135066 | 1.65 | 0.94583 | 0.45 | 0.8125
DCAM100 | NuTone KNOCK Smart Video Doorbell Camera | 20 | 495.44 | 189.51 | 026715248827 | 0.75 | 0.60833 | 0.30833 | 0.16666
DCAM100FM | NuTone KNOCK Optional Flush Mount | 20 | 544.98 | 208.46 | 026715254118 | 0.85 | 0.74166 | 0.1875 | 0.66666
DCAM100RB | NuTone KNOCK Flush Mount Rough-in Box | 20 | 49.54 | 25.28 | 026715254545 | 0.6 | 0.74166 | 0.1875 | 0.66666
DD500W | Broan-NuTone DIGITAL DEHUMIDISTAT WHITE | 4 | 59.56 | 25.89 | 026715260621 | 1.6 | 0.875 | 0.4 | 0.58333
DHA4028407 | DEHUMIDIFIER DIGITAL CONTROL REMOTE | 1 | 499 | 204.59 | 859029004830 | 0.9 | 0.69 | 0.52 | 0.38
DHA4028539 | DEHUMIDIFIER DIGITAL CONTROL | 1 | 445 | 182.45 | 859029004823 | 0.8 | 0.69 | 0.52 | 0.38
DHA4036695 | DEHUMIDIFIER SMALL HANG KIT | 1 | 138 | 56.58 | 859029004557 | 4.75 | 2.02 | 0.52 | 0.54
DHA4037714 | DEHUMIDIFIER FILTER 33 PINT | 1 | 19 | 7.79 | 859029004854 | 0.45 | 1.0667 | 1.0583 | 0.07916
DHA4037722 | DEHUMIDIFIER MERV 13 FILTER 98 120 PI | 1 | 34 | 13.94 | 810017960132 | 1.3 | 1.5 | 1.225 | 0.17916
DHA4037724 | DEHUMIDIFIER MERV 13 FILTER 70 PINT | 1 | 45 | 18.45 | 859029004533 | 0.17 | 0.83 | 0.83 | 1
DHA4037766 | DEHUMIDIFIER SURFACE MOUNT KIT 33 PIN | 1 | 278 | 113.98 | 859029004885 | 14.6 | 3 | 1.75 | 0.83
DHA4037767 | DEHUMIDIFIER 2X4 WALL MOUNT KIT 33 PI | 1 | 221 | 90.61 | 859029004878 | 9.2 | 3.0417 | 1.6917 | 0.825
DHA4037768 | DEHUMIDIFIER REAR PANEL KIT 33 PINT | 1 | 185 | 75.85 | 859029004861 | 11.5 | 3 | 1.75 | 0.83
DT100W | Broan-NuTone DELAY OFF TIMER WHITE | 1 | 119.1 | 48.83 | 026715260669 | 0.3 | 0.36666 | 0.18333 | 0.19166
DT4C | Flex Duct, 4-Inch, Non-insulated (25 ft.) | 4 | 61.14 | 29.96 | 055321160704 | 8 | 0.9 | 0.85833 | 0.875
DT4W | Flex Duct, 4-Inch, Insulated (25 ft.) | 1 | 88.82 | 43.52 | 055321160674 | 6.25 | 2.2708 | 0.6875 | 0.6875
DT6W | 6-Inch Insulated Duct (25 ft.) | 1 | 124.28 | 60.9 | 055321160681 | 8 | 2.3167 | 0.8 | 0.8
E050 | Broan Economy 50 CFM Ventilation Fan, 2.5 Sones | 1 | 44.24 | 21.69 | 026715254194 | 4.2 | 0.85833 | 0.43333 | 0.825
E070 | Broan Economy 70 CFM Ventilation Fan, 4.0 Sones | 1 | 58.96 | 28.87 | 026715254217 | 4.6 | 0.85833 | 0.43333 | 0.825
E0F50 | Broan Economy Series 50 CFM Ceiling/Wall Ventilation Fan Finish Pack, 2.5 Sones | 6 | 36.48 | 17.84 | 026715254200 | 18.6 | 2.375 | 0.81666 | 0.89166
E0F70 | Broan Economy Series 70 CFM Ceiling/Wall Ventilation Fan Finish Pack, 4.0 sones | 6 | 51.14 | 25.03 | 026715254231 | 21 | 2.375 | 0.81666 | 0.89166
E5490SS | 480 CFM 27-9/16-Inch x 35-7/16-Inch Island Chimney Hood in Stainless Steel | 1 | 3419.46 | 1675.54 | 026715174386 | 87 | 3.4 | 2.5 | 1.9
E6030SS | 30-Inch 600 CFM Internal Blower Stainless Steel Range Hood | 1 | 2340.12 | 1146.66 | 026715186242 | 70 | 3.5 | 2 | 2.7917
E6036SS | 36-Inch 600 CFM Internal Blower Stainless Steel Range Hood | 1 | 2433.28 | 1192.31 | 026715186259 | 74 | 3.5 | 2 | 2.7917
E6042TSS | 42-Inch 1200 CFM Internal Blower Stainless Steel Range Hood | 1 | 2861.56 | 1402.16 | 026715186266 | 94 | 4.5 | 2 | 2.8333
E6048TSS | 48-Inch 1200 CFM Internal Blower Stainless Steel Range Hood | 1 | 2955.96 | 1448.42 | 026715186273 | 94 | 4.5 | 2 | 2.8333
E60E30SS | 30-Inch External Blower Stainless Steel Range Hood Shell | 1 | 1982.98 | 971.66 | 026715186280 | 62 | 3.5 | 2 | 2.7917
E60E36SS | 36-Inch External Blower Stainless Steel Range Hood Shell | 1 | 2097.54 | 1027.79 | 026715186297 | 67 | 3.5083 | 2 | 2.7917
E60E42SS | 42-Inch External Blower Stainless Steel Range Hood Shell | 1 | 2152.18 | 1054.57 | 026715186303 | 78 | 4.5833 | 2 | 2.8333
E60E48SS | 48-Inch External Blower Stainless Steel Range Hood Shell | 1 | 2260.3 | 1107.55 | 026715186310 | 82 | 4.5833 | 2 | 2.8333
E6430SS | 30-Inch 600 CFM Internal Blower Stainless Steel Range Hood | 1 | 1556.02 | 762.45 | 026715186327 | 43.6 | 3.3167 | 1.125 | 2.2333
E6436SS | 36-Inch 600 CFM Internal Blower Stainless Steel Range Hood | 1 | 1588.9 | 778.56 | 026715186334 | 46.9 | 3.3 | 1.1333 | 2.1833
E6442SS | 42-Inch 600 CFM Internal Blower Stainless Steel Range Hood | 1 | 1708.94 | 837.38 | 026715186341 | 53.4 | 4.3333 | 1.15 | 2.25
E6448SS | 48-Inch 600 CFM Internal Blower Stainless Steel Range Hood | 1 | 1777.92 | 871.18 | 026715186358 | 55.5 | 4.3333 | 1.15 | 2.25
E6448TSS | 48-Inch 1200 CFM Internal Blower Stainless Steel Range Hood | 1 | 2106.7 | 1032.28 | 026715186365 | 65.4 | 4.3333 | 1.15 | 2.25
E64E30SS | 30-Inch External Blower Stainless Steel Range Hood Shell | 1 | 1260.7 | 617.74 | 026715186372 | 35.6 | 3.3083 | 1.125 | 2.25
E64E36SS | 36-Inch External Blower Stainless Steel Range Hood Shell | 1 | 1322.96 | 648.25 | 026715186389 | 38.8 | 3.3083 | 1.15 | 2.25
E64E42SS | 42-Inch External Blower Stainless Steel Range Hood Shell | 1 | 1449.78 | 710.39 | 026715186396 | 45 | 4.3333 | 1.15 | 2.25
E64E48SS | 48-Inch External Blower Stainless Steel Range Hood Shell | 1 | 1528.5 | 748.97 | 026715186402 | 48.3 | 4.3333 | 1.15 | 2.25
EBS1244SS | Broan® Elite 24-inch Slide-out Range Hood, 400 Max Blower CFM, Stainless Steel | 1 | 1093.92 | 503.2 | 026715268207 | 32.8 | 2.4583 | 1.3958 | 1.5
EBS1304SS | Broan® Elite 30-inch Slide-out Range Hood, 400 Max Blower CFM, Stainless Steel | 1 | 1128.9 | 519.29 | 026715268214 | 36.4 | 2.9667 | 1.375 | 1.5
EBS1364SS | Broan® Elite 36-inch Slide-out Range Hood, 400 Max Blower CFM, Stainless Steel | 1 | 1164.94 | 535.87 | 026715268221 | 42.9 | 3.3917 | 1.375 | 1.5
EI5936SS | 35-3/8-Inch x 25-5/8-Inch, Island version, Stainless steel, Curved Glass Canopy, 500 CFM, Electronic control | 1 | 2026.06 | 992.77 | 026715194919 | 88 | 3.2667 | 2.4417 | 1.8
EP300108 | 30-Inch wide Backsplash in Reversible White/Almond | 4 | 43.68 | 21.4 | 026715062898 | 6.5 | 2.75 | 2.275 | 0.06666
EP300223 | 30-Inchwide Backsplash in Reversible Biscuit/Black | 4 | 43.68 | 21.4 | 026715140947 | 6 | 2.75 | 2.2917 | 0.06666
EPD6136SS | 36-Inch Stainless Steel Pro-Style Outdoor Hood | 1 | 2993.3 | 1466.72 | 026715204069 | 101 | 3.5 | 2 | 3.0833
EPD6142SS | 42-Inch Stainless Steel Pro-Style Outdoor Hood | 1 | 3188.5 | 1562.37 | 772371150409 | 117.5 | 4.5 | 2 | 3.0833
EPD6148SS | 48-Inch Stainless Steel Pro-Style Outdoor Hood | 1 | 3383.72 | 1658.02 | 026715204076 | 122.5 | 4.5333 | 2 | 3.1
EPD6160SS | 60-Inch Stainless Steel Pro-Style Outdoor Hood | 1 | 4464.04 | 2187.38 | 026715240050 | 145 | 6.5 | 2 | 2.8333
ERV100S | SKY Series Energy Recovery Ventilator, 102 CFM at 0.4 in. w.g. | 1 | 1698.86 | 832.44 | 026715242559 | 41 | 2.3583 | 1.0417 | 2.0833
ERV100SP | Energy Recovery Ventilator for high-rise residential towers and southern regions | 1 | 1853.46 | 908.2 | 026715242566 | 42.5 | 2.3583 | 1.0417 | 2.0833
ERV180S | BROAN ERV180S | 1 | 2317.18 | 1135.42 | 026715242658 | 67 | 3.375 | 1.7417 | 1.6667
ERV200TE | HE Series Energy Recovery Ventilator, 210 CFM at 0.4 in. w.g. | 1 | 4396.96 | 2154.51 | 026715242672 | 111 | 2.9167 | 1.9583 | 2.9583
ERV250TE | BROAN ERV250 ECM | 1 | 3709.94 | 1817.87 | 026715242696 | 97 | 2.8958 | 1.925 | 3.025
ERVH100S | Advanced Series Energy Recovery Ventilator, 100 CFM at 0.4 in. w.g. | 1 | 2471.76 | 1211.16 | 026715242511 | 53.5 | 3.5 | 1.2708 | 1.7667
ERVS100S | Broan® Sky Series Energy Recovery Ventilator, 105 CFM at 0.4 in. w.g. | 1 | 1317.9 | 645.77 | 026715242573 | 40.85 | 2.3417 | 1.025 | 2.1042
EW4324SS | B-E T-Style 24'' 400 CFM SS | 1 | 1075.9 | 494.91 | 026715261277 | 38.25 | 2.2917 | 1.425 | 2.25
EW4330BLS | B-E T-Style 30'' 400 CFM Black SS | 1 | 1048.08 | 482.12 | 026715261291 | 44 | 2.8083 | 1.3958 | 2.2292
EW4330SS | B-E T-Style 30'' 400 CFM SS | 1 | 853.74 | 392.72 | 026715261284 | 40.25 | 2.7708 | 1.3958 | 2.2292
EW4336BLS | B-E T-Style 36'' 400 CFM Black SS | 1 | 1219.26 | 560.86 | 026715261314 | 47 | 3.275 | 1.3958 | 2.25
EW4336SS | B-E T-Style 36'' 400 CFM SS | 1 | 1032.22 | 474.82 | 026715261307 | 42.6 | 3.275 | 1.4 | 2.1917
EW4630SS | B-E Curved Glass 30'' 400 CFM SS | 1 | 920.96 | 423.64 | 026715261253 | 50.5 | 3.3417 | 1.7167 | 2.1875
EW4636SS | B-E Curved Glass 36'' 400 CFM SS | 1 | 1066.68 | 490.67 | 026715261260 | 52.6 | 3.3333 | 1.7083 | 2.1917
EW4824SS | B-E Pyramidal 24'' 400 CFM SS | 1 | 1075.9 | 494.91 | 026715261192 | 31 | 2.5 | 1.3417 | 2.125
EW4830BLS | B-E Pyramidal 30'' 400 CFM Black SS | 1 | 1042.48 | 479.55 | 026715261222 | 34 | 2.9583 | 1.3333 | 2.1417
EW4830SS | B-E Pyramidal 30'' 400 CFM SS | 1 | 848.92 | 390.5 | 026715261208 | 33 | 2.9375 | 1.3542 | 2.1042
EW4830WH | B-E Pyramidal 30'' 400 CFM White | 1 | 880.02 | 404.81 | 026715261215 | 33.2 | 3 | 1.3333 | 2.0833
EW4836BLS | B-E Pyramidal 36'' 400 CFM Black SS | 1 | 1200.64 | 552.29 | 026715261246 | 36.5 | 3.4167 | 1.3333 | 2.1458
EW4836SS | B-E Pyramidal 36'' 400 CFM SS | 1 | 1012.18 | 465.6 | 026715261239 | 35.5 | 3.425 | 1.3542 | 2.0833
EW5430BLS | 30-Inch 500 CFM Black Stainless Steel Chimney Range Hood | 1 | 1554.28 | 713.41 | 026715253678 | 56 | 2.8583 | 1.8333 | 2.4583
EW5436BLS | 36-Inch 500 CFM Black Stainless Steel Chimney Range Hood | 1 | 1646.24 | 755.64 | 026715253685 | 61 | 3.3333 | 1.8333 | 2.4583
EW5630SS | 30-Inch Glass Canopy 500 CFM Chimney Range Hood | 1 | 1345.56 | 659.32 | 026715194933 | 57.3 | 3.2 | 1.7583 | 2.05
EW5636SS | 35-7/16-Inch Glass Canopy 500 CFM Chimney Range Hood | 1 | 1408.24 | 690.04 | 026715194926 | 60 | 3.1917 | 1.7583 | 2.0667
EW5830SS | 30-Inch 500 CFM Stainless Steel Range Hood Traditional Canopy, Electronic Control | 1 | 1346.84 | 659.95 | 026715194957 | 36.6 | 2.9167 | 1.35 | 2.0667
EW5836SS | 36-Inch 500 CFM Stainless Steel Range Hood Traditional Canopy, Electronic | 1 | 1403.72 | 687.82 | 026715194940 | 40 | 3.4 | 1.3667 | 2.1
EWP1306SS | 30" Stainless 640 MAX Blower CFM Pyramidal Chimney Range Hood | 1 | 1376.94 | 633.39 | 026715267958 | 18 | 2.887 | 1.378 | 2.1
EWP1366SS | 36" Stainless 640 MAX Blower CFM Pyramidal Chimney Range Hood | 1 | 1482.94 | 682.15 | 026715267965 | 19 | 3.363 | 1.378 | 2.1
EWT1306SS | 30" Stainless 640 MAX Blower CFM T-Style Chimney Range Hood | 1 | 1464.92 | 673.86 | 026715267972 | 22 | 2.887 | 1.165 | 2.067
EWT1366SS | 36" Stainless 640 MAX Blower CFM T-Style Chimney Range Hood | 1 | 1605.9 | 738.71 | 026715267989 | 22 | 3.363 | 1.165 | 2.067
EZ80N | NuTone EZFit 80 CFM Ventilation Fan, 1.0 Sones; ENERGY STAR Certified | 1 | 293.06 | 83.09 | 026715231430 | 9.6 | 1.525 | 0.54166 | 1.1458
F402401 | 24-Inch Convertible Range Hood, White | 1 | 181.3 | 55.61 | 026715142934 | 11.6 | 2.25 | 0.64166 | 1.625
F402404 | 24-Inch Convertible Range Hood, Stainless Steel | 1 | 248.3 | 101.56 | 026715142958 | 12 | 2.25 | 0.64166 | 1.625
F402411 | 24-Inch Convertible Range Hood, White-on-White | 1 | 181.44 | 55.65 | 026715144600 | 11.6 | 2.25 | 0.64166 | 1.625
F402423 | 24-Inch Convertible Range Hood, Black | 1 | 181.58 | 55.69 | 026715173198 | 11.6 | 2.25 | 0.64166 | 1.625
F403001 | 30-Inch Convertible Range Hood, White | 1 | 179.74 | 53.2 | 026715142972 | 12.6 | 2.75 | 0.625 | 1.625
F403004 | 30-Inch Convertible Range Hood, Stainless Steel | 1 | 241.22 | 94.25 | 026715142996 | 13.3 | 2.75 | 0.65 | 1.625
F403008 | 30-Inch Convertible Range Hood, Almond | 1 | 179.84 | 53.23 | 026715143009 | 12.9 | 2.75 | 0.64166 | 1.625
F403011 | 30-Inch Convertible Range Hood, White-on-White | 1 | 179.9 | 53.25 | 026715144624 | 12.7 | 2.7583 | 0.625 | 1.6333
F403022 | 30-Inch Convertible Range Hood, Bisque-on-Bisque | 1 | 180.38 | 53.39 | 026715144631 | 12.8 | 2.75 | 0.64166 | 1.625
F403023 | 30-Inch Convertible Range Hood, Black | 1 | 180.06 | 53.3 | 026715143016 | 12.8 | 2.75 | 0.64166 | 1.625
F4030BLS | 30" CONVERTIBLE RANGE HOOD, BLACK STAINLESS STEEL | 1 | 273.96 | 134.26 | 026715260805 | 13.3 | 2.75 | 0.65 | 1.625
F403601 | 36-Inch Convertible Range Hood, White | 1 | 197.64 | 57.5 | 026715143023 | 14.2 | 3.2417 | 0.65833 | 1.625
F403604 | 36-Inch Convertible Range Hood, Stainless Steel | 1 | 265.28 | 100.5 | 026715143047 | 14.7 | 3.25 | 0.64166 | 1.625
F403611 | 36-Inch Convertible Range Hood, White-on-White | 1 | 197.8 | 57.55 | 026715144648 | 14.2 | 3.25 | 0.64166 | 1.625
F403623 | 36-Inch Convertible Range Hood, Black | 1 | 197.98 | 57.6 | 026715143061 | 14.1 | 3.2417 | 0.65 | 1.625
F404201 | 42-Inch Convertible Range Hood, White | 1 | 217.56 | 61.87 | 026715143078 | 15.4 | 3.75 | 0.64166 | 1.625
F404204 | 42-Inch Convertible Range Hood, Stainless Steel | 1 | 292.48 | 107.03 | 026715143092 | 16 | 3.75 | 0.64166 | 1.625
F404211 | 42-Inch Convertible Range Hood, White-on-White | 1 | 217.72 | 61.92 | 026715144662 | 15.3 | 3.75 | 0.64166 | 1.625
F404223 | 42-Inch Convertible Range Hood, Black | 1 | 217.9 | 61.97 | 026715173204 | 15.4 | 3.75 | 0.64166 | 1.625
FG1000VV | SurfaceshieldTM Anti-Bacterial Upgrade Grille | 4 | 258.44 | 105.96 | 026715261857 | 6.5 | 1.1 | 0.66666 | 1.0833
FG1000VVS | SurfaceshieldTM Anti-Bacterial Upgrade Grille - Single Pack | 1 | 258.44 | 105.96 | 026715265213 | 1.9 | 1.475 | 1.1917 | 0.19166
FG110HBS | Broan® 100/110 CFM Size Heater Exhaust Cover Upgrade With Dimmable LED and Color Adjustable CCT Lighting | 1 | 156.92 | 64.33 | 026715265572 | 3.35 | 1.6083 | 1.0917 | 0.31666
FG110HNS | NuTone® 100/110 CFM Size Heater Exhaust Cover Upgrade With Dimmable LED and Color Adjustable CCT Lighting | 1 | 156.92 | 64.33 | 026715265558 | 3.35 | 1.6083 | 1.0917 | 0.31666
FG500N | NuTone LED Lighted Grille Upgrade for Bathroom Ventilation Fans, 4-Pack | 4 | 55.9 | 27.4 | 026715256532 | 6.68 | 0.91666 | 0.875 | 1.0417
FG500NS | NuTone LED Lighted Grille Upgrade for Bathroom Ventilation Fans, Single Pack | 1 | 55.9 | 29.03 | 026715258598 | 1.65 | 0.99166 | 0.99166 | 0.2625
FG600 | Broan LED Lighted Grille Upgrade for Bathroom Ventilation Fans, 4-Pack | 4 | 55.9 | 27.57 | 026715256624 | 4.8 | 0.95 | 0.85416 | 0.19166
FG600S | Broan LED Lighted Grille Upgrade for Bathroom Ventilation Fans, Single Pack | 1 | 55.9 | 29.03 | 026715258567 | 1.65 | 0.99166 | 0.99166 | 0.2625
FG701 | Broan® Universal CleanCover Bathroom Exhaust Fan Upgrade Grille/Cover | 4 | 38.12 | 15.62 | 026715261130 | 6 | 1.1875 | 0.625 | 1.1667
FG701S | Broan® Universal CleanCover Bathroom Exhaust Fan Upgrade Grille/Cover (single unit) | 1 | 38.12 | 15.62 | 026715262991 | 0.8 | 1.4583 | 1.2083 | 0.19166
FG800SPK | BROAN ECONOMY SPEAKER/LED REPLACEMENT | 4 | 136.96 | 56.15 | 026715262861 | 6 | 0.9375 | 0.83333 | 0.22916
FG800SPKN | NUTONE ECONOMY SPEAKER/LED REPLACEMEN | 4 | 136.96 | 56.15 | 026715262885 | 7.6 | 1 | 0.925 | 1.025
FG800SPKNS | NUTONE ECONOMY SPEAKER/LED REPLACEMEN | 1 | 136.96 | 56.15 | 026715262892 | 1.95 | 1 | 1 | 0.25833
FG800SPKS | BROAN ECONOMY SPEAKER/LED REPLACEMENT | 1 | 136.96 | 56.15 | 026715262878 | 1.95 | 1 | 1 | 0.25833
FG80HBS | Broan® 70/80 CFM Heater Exhaust Cover Upgrade With Dimmable LED and Color Adjustable CCT Lighting (single pack) | 1 | 137.74 | 56.47 | 026715265565 | 2.85 | 1.4833 | 0.93333 | 0.31666
FG80HNS | NuTone® 70/80 CFM Heater Exhaust Cover Upgrade With Dimmable LED and Color Adjustable CCT Lighting (single pack) | 1 | 137.74 | 56.47 | 026715265541 | 2.85 | 1.4833 | 0.93333 | 0.31666
FGR101 | Economy Bathroom Ventilation Fan Replacement Grille | 6 | 17.62 | 8.63 | 026715257317 | 1.8 | 0.80833 | 0.76666 | 0.08333
FGR101S | Economy Bathroom Ventilation Fan Replacement Grille | 1 | 17.62 | 8.63 | 026715261550 | 0.5 | 0.83333 | 0.79166 | 0.125
FGR300 | Roomside Series Bathroom Ventilation Fan Replacement Grille, 4-Pack | 4 | 24.52 | 12 | 026715257324 | 1.6 | 0.99166 | 0.95 | 0.08333
FGR300S | Roomside Series Bathroom Ventilation Fan Replacement Grille, Single-Pack | 1 | 24.52 | 12.01 | 026715261543 | 0.65 | 1.0167 | 0.975 | 0.1
FILTERBWPTS | REPLCMNT CHARCOAL FLTR F/BWP,BWT,BWS HD | 1 | 136.96 | 63.01 | 026715266050 | 0.75 | 1 | 0.625 | 0.20833
FILTERE56 | Charcoal Replacement Filter for use with EI59, EW56 and EW58 Series Range Hoods | 1 | 70.6 | 34.59 | 026715195138 | 0.9 | 0.59166 | 0.15833 | 0.78333
FILTERE56FL | Non-ducted Filter - Flat | 1 | 89.82 | 44.01 | 026715228577 | 0.95 | 1.875 | 0.83333 | 0.10416
FILTEREB40 | Charcoal Replacement Filter for RM50000 Series and RMP17004 Range Hoods | 5 | 114.6 | 56.15 | 026715152353 | 2.05 | 1.0208 | 0.875 | 0.29166
FILTERECM | FILTER PACK NON-DUCT F/EW54 VC | 3 | 57.88 | 28.36 | 026715256051 | 4.8 | 1.5417 | 1.3167 | 0.20833
FILTERSQUARE | Charcoal Replacement Filter for RM51000, RM52000 and RM53000 Series Range Hoods | 1 | 72.9 | 35.72 | 026715152360 | 1.7 | 0.98333 | 0.86666 | 0.19166
FIN-180B | FRESH IN BASIC SUPPLY FAN 180 CFM, POWER CORD | 1 | 345.4 | 175.86 | 026715255580 | 14.6 | 2.025 | 1.2708 | 1.3333
FIN-180B-HW | FRESH IN BASIC SUPPLY FAN 180 CFM, HARDWIRED | 1 | 345.4 | 169.25 | 026715260263 | 14.2 | 2.025 | 1.2708 | 1.3333
FIN-180P | FRESH IN PREMIUM SUPPLY FAN 180 CFM, POWER CORD | 1 | 461.12 | 234.79 | 026715255573 | 14.6 | 2.0208 | 1.2708 | 1.3333
FIN-180P-HW | FRESH IN PREMIUM SUPPLY FAN 180 CFM, HARDWIRED | 1 | 461.12 | 234.79 | 026715260256 | 14.4 | 2.0208 | 1.2708 | 1.3333
FIN-6MD | Broan® Fresh In Motorized Supply Damper | 1 | 300.34 | 107.34 | 026715267163 | 3.71 | 1.1042 | 0.85416 | 0.70833
FIN-MERV13 | Fresh-In Filter Merv 13 (pkg 10) | 10 | 78.6 | 20.01 | 026715255610 | 6 | 1.6667 | 0.875 | 0.91666
FIN-MERV8 | Fresh-In Filter Merv 8 (pkg 10) | 10 | 41.14 | 10.47 | 026715255603 | 3.5 | 1.6667 | 0.875 | 0.91666
FIN-R1015 | Fresh-In Finish Ring, 10x15 | 1 | 59.56 | 29.18 | 026715255597 | 1.25 | 1.9833 | 1.1167 | 0.225
FIN-S1624 | Fresh-In Installation Support Bracket | 36 | 9.92 | 5.04 | 026715260270 | 16.92 | 1.5208 | 0.70833 | 0.58333
FXE54BLS | 10 FT FLUE EXT DUCTED F/EW54 BLS | 1 | 547.1 | 268.08 | 026715254057 | 20 | 3.3333 | 1.1417 | 2.25
FXN53SS | Optional Flue extension for 10 ft. Ceiling for B5330SS and B5336SS range hoods (ducted or non-ducted) | 1 | 339.18 | 174.98 | 026715210909 | 12.15 | 3.1667 | 1.1667 | 1.2708
FXN54SS | Optional Non-Ducted Flue Extension for E54000 in Stainless Steel | 1 | 1139.82 | 558.51 | 026715174423 | 32.15 | 3.575 | 1.4417 | 1.4167
FXN56SS | Optional Non-Ducted Flue Extension for B56 or B57 Range Hoods in Stainless Steel | 1 | 374.14 | 183.33 | 026715187492 | 8.9 | 2.8917 | 1.1083 | 1.1917
FXN58SS | Optional Flue Extension for B58 Range Hoods in Stainless Steel | 1 | 361.04 | 185.97 | 026715187508 | 8.65 | 2.8 | 0.85833 | 1
FXNE56SS | FLUE EXT DUCT/NON-DUCT 10FT CLNGS EW56 | 1 | 487.94 | 239.09 | 026715195152 | 18.6 | 3.8917 | 1.0917 | 1.0833
FXNE58SS | Optional Flue Extension for EW58 Broan Elite Range Hoods in Stainless Steel | 1 | 349.44 | 171.23 | 026715195169 | 12.9 | 3 | 0.85 | 1.0083
FXNE59SS | Optional Flue Extension for EI59 Broan Elite Range Hoods in Stainless Steel | 1 | 837.54 | 410.39 | 026715195145 | 38.1 | 3.0917 | 1.0917 | 1.0833
G686N | Grille for NuTone 686 Bath Fan 10-7/16" x 8-9/16" | 4 | 15.56 | 7.62 | 026715178865 | 2 | 0.84166 | 0.81666 | 0.28333
GU10 | Halogen Bulb | 10 | 20.92 | 10.25 | 026715168835 | 1.25 | 0.68333 | 0.61666 | 0.2
HAWRK3 | ADA Wiring Kit | 1 | 72.2 | 33.38 | 026715253425 | 0.92 | 0.575 | 0.35833 | 0.35833
HB4 | One set of hanger bars for use with NuTone 667RN, 667RNA, 671R, 671R, 672A, 672R, 763RLN, 763RLNA, 763RLN-MP, 769RF, 769RL, 770F or 8814R | 1 | 8 | 3.92 | 784891258046 | 0.6 | 1.1917 | 0.125 | 0.10833
HCK44 | Power Cord Kit for Range Hoods | 10 | 29.06 | 14.24 | 026715146031 | 5 | 2 | 0.66666 | 0.875
HCK44D | Power Cord Kit for Range Hoods | 50 | 19.9 | 9.75 | 026715151486 | 17.5 | 1.2417 | 0.78333 | 0.80833
HCR3 | Handheld Remote Control for Select Broan Range Hoods | 1 | 121.46 | 59.52 | 026715253418 | 0.2 | 0.41666 | 0.25 | 0.08333
HCR4 | Remote Control for EWP1 and EWT1 Chimney Range Hoods | 1 | 65.72 | 30.23 | 026715268566 | 0.05 | 0.308 | 0.15 | 0.05
HD50RDF | Broan Heavy-Duty Blower 50 CFM Ventilation Fan Finish Pack with Metal Grille to be used with Mode RDH Housing Pack, 1.5 Sones | 4 | 152.12 | 74.54 | 026715146093 | 16.8 | 1.825 | 1.0333 | 0.99166
HD80L | Broan Heavy Duty 80 CFM Ventilation Fan with Incandescent Light, 2.5 Sones | 1 | 197.54 | 96.79 | 026715052851 | 6.7 | 0.98333 | 0.79166 | 1.075
HLB11 | 1100 CFM In-Line Blower for use with Broan Range Hoods | 1 | 1406.9 | 689.38 | 026715169245 | 68 | 2.1667 | 1.8333 | 2.6667
HLB3 | 280 CFM In-Line Blower for use with Broan Range Hoods | 1 | 527.04 | 258.25 | 026715169214 | 24.9 | 1.3417 | 1.3333 | 2.0833
HLB6 | 600 CFM In-Line Blower for use with Broan Range Hoods | 1 | 907.86 | 444.85 | 026715169221 | 44.8 | 2.1083 | 1.375 | 2.425
HLB9 | 800 CFM In-Line Blower for use with Broan Range Hoods | 1 | 1178.94 | 577.68 | 026715169238 | 67.2 | 2.1667 | 1.8333 | 2.6667
HPF1 | Type Xa Non-Ducted Replacement Charcoal Filter 13.680" x 12.850" x 0.375" | 4 | 34.98 | 16.04 | 026715250387 | 2.4 | 1.3917 | 0.29166 | 1.2583
HPF24 | Type Xb Non-Ducted Replacement Charcoal Filter 14.624" x 9.883" x 0.500" | 3 | 50.3 | 23.09 | 026715236794 | 1.83 | 1.3958 | 0.30833 | 1
HPF30 | Type Xc Non-Ducted Replacement Charcoal Filter 14.624" x 12.883" x 0.500" | 3 | 53.36 | 24.5 | 026715236800 | 1.05 | 1.2292 | 1.0833 | 0.06666
HPF36 | Type Xd Non-Ducted Replacement Charcoal Filter 14.624" x 15.883" x 0.500" | 2 | 58.9 | 27.03 | 026715250394 | 2.2 | 1.375 | 0.31666 | 1.4792
HPF42 | Type Xe Non-Ducted Replacement Charcoal Filter 14.624" x 18.883" x 0.500" | 2 | 67.48 | 30.97 | 026715250400 | 2.4 | 1.3917 | 0.3 | 1.75
HPF52 | Type Xh2 Non-Ducted Replacement Charcoal Filter 8.0" Diameter x .059" | 2 | 58.9 | 28.86 | 026715250417 | 1.25 | 1.3958 | 2.0729 | 0.3125
HPFA | Type A0 Aluminum Open Mesh Grease Filter 13.680" x 12.850" x 0.375" | 3 | 40.52 | 18.58 | 026715250424 | 1.89 | 1.3958 | 0.30416 | 1.2708
HPFA124 | Type B1 Aluminum Open Mesh Grease Filter 15.725" x 19.875" x 0.375" | 3 | 52.76 | 24.21 | 026715250431 | 2.499 | 1.4 | 0.31666 | 0.98333
HPFA130 | Type C1 Aluminum Open Mesh Grease Filter 15.725" x 13.875" x 0.375" | 3 | 57.66 | 27.72 | 026715250448 | 2.88 | 1.4 | 0.29583 | 1.2708
HPFA136 | Type D1 Aluminum Open Mesh Grease Filter 15.725" x 16.875" x 0.375" | 2 | 63.8 | 29.29 | 026715250455 | 2.8 | 1.4 | 0.3 | 1.4917
HPFA142 | Type E1 Aluminum Open Mesh Grease Filter 15.725" x 19.875" x 0.375" | 2 | 73.6 | 33.79 | 026715250462 | 3.1 | 1.3917 | 0.3 | 1.75
HPFA3A30 | Type C3 Aluminum Micro Mesh Grease Filter 15.725" x 13.875" x 0.375" | 2 | 143.52 | 65.87 | 026715250486 | 4.44 | 1.4 | 0.3125 | 1.25
HPFA3A36 | Type D3 Aluminum Micro Mesh Grease Filter 15.725" x 16.875" x 0.375" | 2 | 165.62 | 81.15 | 026715253999 | 5.2 | 1.3958 | 0.3 | 1.475
HPFA3B30 | Type C4 Aluminum Micro Mesh Grease Filter 15.725" x 13.875" x 0.375" | 2 | 125.12 | 57.43 | 026715250493 | 4.2 | 1.4 | 0.3125 | 1.25
HPFA3B36 | 36" Replacement Deluxe Micro-Mesh Filters with Decorative Plate | 2 | 143.52 | 65.87 | 026715250509 | 5.1 | 1.4 | 0.3 | 1.4917
HPFA3B42 | 42" Replacement Deluxe Micro-Mesh Filters with Decorative Plate | 1 | 165.62 | 76.02 | 026715250516 | 3.65 | 1.3958 | 0.3 | 1.725
HPFA424 | Type B5 Aluminum Hybrid Baffle Grease Filter 15.725" x 19.875" x 0.375" | 2 | 145.98 | 67 | 026715250523 | 6.5 | 1.3833 | 0.31666 | 0.99166
HPFA430 | Type C5 Aluminum Hybrid Baffle Grease Filter 15.725" x 13.875" x 0.375" | 2 | 154.56 | 70.94 | 026715250530 | 2.5 | 1.4 | 0.3125 | 1.25
HPFA436 | Type D5 Aluminum Hybrid Baffle Grease Filter 15.725" x 16.875" x 0.375" | 1 | 169.28 | 77.7 | 026715250547 | 4.97 | 1.4792 | 1.3917 | 0.30833
HPFA442 | Type E5 Aluminum Hybrid Baffle Grease Filter 15.725" x 19.875" x 0.375" | 1 | 195.06 | 89.52 | 026715250554 | 6.25 | 1.4 | 0.31666 | 1.7333
HPFA52 | H2 TYPE AL. GRS. FILTER-PERIPHERAL,2/PK | 2 | 62.56 | 30.65 | 026715250561 | 1 | 1.4 | 0.31666 | 0.98333
HPFAMM30 | Type C2 Aluminum Micro Mesh Grease Filter 15.725" x 13.875" x 0.375" | 3 | 62.56 | 28.72 | 026715236824 | 3.78 | 1.3958 | 0.30416 | 1.2708
HPFAMM36 | Type D2 Aluminum Micro Mesh Grease Filter 15.725" x 16.875" x 0.375" | 2 | 69.92 | 32.09 | 026715250578 | 3.4 | 1.4 | 0.28333 | 1.4917
HPFAMM42 | Replacement Aluminum Micro Mesh Filters for 42" Series Hoods | 2 | 79.76 | 36.61 | 026715250585 | 5.7 | 1.3833 | 0.31666 | 1.7417
HRKMBLS | NON-DUCT KIT F/EW54 MESH BLS | 1 | 331.22 | 162.3 | 026715256013 | 20 | 3.35 | 1.1333 | 2.25
HRV150FLS | Advanced Series High Efficiency Heat Recovery Ventilator, 150 CFM at 0.4 in. w.g. | 1 | 2131.1 | 1044.24 | 026715252671 | 64 | 3.0583 | 1.7333 | 1.7083
HRV190FLS | Advanced Series High Efficiency Heat Recovery Ventilator, 192 CFM at 0.4 in. w.g. | 1 | 2551.58 | 1250.27 | 026715252688 | 64 | 3.0583 | 1.7333 | 1.7083
HRV190S | BROAN HRV190S | 1 | 2317.18 | 1135.42 | 026715242665 | 64 | 3.0833 | 1.75 | 1.6667
HRV200TE | HE Series High Efficiency Heat Recovery Ventilator, 226 CFM at 0.4 in. w.g. | 1 | 3400.76 | 1666.37 | 026715242689 | 130 | 2.9167 | 1.9583 | 2.9583
HRV250TE | HE Series High Efficiency Heat Recovery Ventilator, 250 CFM at 0.4 in. w.g. | 1 | 3572.56 | 1750.55 | 026715242702 | 95 | 2.875 | 1.9375 | 3.0083
HRVH100S | Advanced Series High Efficiency Heat Recovery Ventilator, 104 CFM at 0.4 in. w.g. | 1 | 1853.46 | 908.2 | 026715242528 | 52.5 | 3.5 | 1.2708 | 1.7667
HVK400 | HAVEN REPEL SYSTEM 4-PACK STARTER KIT | 1 | 594.3 | 243.66 | 026715257416 | 13.9 | 0.98333 | 0.875 | 0.95
ILF120 | NuTone Remote In-Line110 CFM Ventilation Fan with 4-inch duct | 1 | 397.52 | 194.78 | 784891206009 | 5 | 0.88333 | 0.85833 | 1.0417
ILF130 | NuTone Remote In-Line 130 CFM Ventilation Fan with 5-inch duct; Recognized as ENERGY STAR Most Efficient 2018 | 1 | 416.46 | 204.07 | 784891206108 | 4.8 | 0.875 | 0.85833 | 0.88333
ILF250 | NuTone Remote In-Line Fan 250 CFM Ventilation Fan with 6-inch duct; ENERGY STAR Certified | 1 | 435.36 | 213.33 | 784891206153 | 7.5 | 1.025 | 1.0083 | 0.875
ILFK120 | NuTone In-Line 110 CFM Ventilation Fan Kit | 1 | 435.36 | 213.33 | 784891206504 | 6.1 | 0.85833 | 0.84166 | 1.05
ILFK130 | NuTone In-Line 130 CFM Ventilation Fan Kit; Recognized as ENERGY STAR Most Efficient 2018 | 1 | 454.34 | 222.63 | 784891206559 | 6.7 | 1.1583 | 1.15 | 1.2167
ILFK250 | NuTone In-Line 250 CFM Ventilation Fan Kit | 1 | 492.14 | 241.15 | 784891206603 | 9.3 | 1.1333 | 1.15 | 1.225
ILFK2502 | NuTone In-Line 250 CFM Ventilation Fan Kit | 1 | 567.9 | 278.27 | 784891206658 | 12.1 | 1.6667 | 1.1583 | 1.1667
ILRF | NuTone Remote In-Line 140 CFM Ventilation Fan for Radon Mitigation and 4 or 5-inch duct | 1 | 384.76 | 188.53 | 784891206900 | 6.4 | 0.875 | 0.85833 | 1.0333
L100 | Broan LOSONE SELECT 109 CFM High Capacity Ceiling Mount Ventilation Fan, 0.9 Sones | 1 | 307.64 | 124.14 | 026715124497 | 18.9 | 1.3333 | 1.3333 | 1.25
L100L | Broan LOSONE SELECT Ventilation Fan; 106 CFM Straight Through, 0.7 Sones; 95 CFM Right Angle, 0.3 Sones | 1 | 331.46 | 162.42 | 026715124596 | 19.1 | 1.3333 | 1.3333 | 1.25
L100MG | Broan LOSONE SELECT 115 CFM High Capacity Ceiling Mount Ventilation Fan, Horizontal/Vertical, 0.9 Sones | 1 | 340.3 | 166.75 | 026715125142 | 19.3 | 1.3333 | 1.3333 | 1.25
L150 | Broan LOSONE SELECT High Capacity 157 CFM High Capacity Ceiling Mount Ventilation Fan, 1.5 Sones | 1 | 317.8 | 131.57 | 026715124503 | 19.3 | 1.3333 | 1.3333 | 1.25
L1500 | Broan LOSONE SELECT 1513 CFM High Capacity Ceiling Mount Ventilation Fan, 8.4 Sones | 1 | 1010.48 | 495.14 | 026715124589 | 58 | 2.1667 | 1.8333 | 1.9167
L1500L | Broan LOSONE SELECT Ventilation Fan; 1214 CFM Straight Through, 6.7 Sones; 1076 CFM Right Angle, 3.5 Sones | 1 | 1054.8 | 516.85 | 026715124688 | 59 | 2.1667 | 1.8333 | 1.9167
L150L | Broan LOSONE SELECT Ventilation Fan; 147 CFM Straight Through, 1.4 Sones; 142 CFM Right Angle, 1.3 Sones | 1 | 341.72 | 167.44 | 026715124602 | 19.7 | 1.3333 | 1.3333 | 1.25
L150MG | Broan LOSONE SELECT Ventilation Fan; 161 CFM Horizontal, 1.4 Sones; 162 CFM Vertical, 1.6 Sones | 1 | 350.52 | 171.75 | 026715125159 | 19.7 | 1.3333 | 1.3333 | 1.25
L200 | Broan LOSONE SELECT 210 CFM High Capacity Ventilation Fan, 1.7 Sones | 1 | 349.66 | 146.07 | 026715124510 | 19.1 | 1.3333 | 1.3333 | 1.25
L2000L | Broan LOSONE SELECT Ventilation Fan; 1791 CFM Straight Through, 9.4 Sones; 1898 CFM Right Angle, 10.1 Sones | 1 | 1513.34 | 741.54 | 026715124695 | 87.5 | 3.25 | 1.375 | 1.5
L200L | Broan LOSONE SELECT Ventilation Fan; 195 CFM Straight Through, 1.9 Sones; 183 CFM Right Angle, 1.0 Sones | 1 | 374.2 | 183.36 | 026715124619 | 19.5 | 1.3333 | 1.3333 | 1.25
L200MG | Broan LOSONE SELECT Ventilation Fan; 215 CFM Horizontal, 1.9 Sones; 209 CFM Vertical, 1.8 Sones | 1 | 382.36 | 187.36 | 026715125166 | 19.5 | 1.3333 | 1.3333 | 1.25
L250 | Broan LOSONE SELECT 259 CFM High Capacity Ventilation Fan, 2.2 Sones | 1 | 370 | 155.89 | 026715124527 | 21 | 1.3333 | 1.3333 | 1.25
L250L | Broan LOSONE SELECT Ventilation Fan; 245 CFM Straight Through, 2.3 Sones; 238 CFM Right Angle, 1.7 Sones | 1 | 394.52 | 193.31 | 026715124626 | 21.4 | 1.3333 | 1.3333 | 1.25
L250MG | Broan LOSONE SELECT Ventilation Fan; 265 CFM Horizontal, 2.5 Sones; 262 CFM Vertical, 2.7 Sones | 1 | 402.68 | 197.31 | 026715125173 | 21.5 | 1.3333 | 1.3333 | 1.25
L300 | Broan LOSONE SELECT 308 CFM High Capacity Ventilation Fan, 2.9 Sones | 1 | 377.92 | 157.3 | 026715124534 | 21 | 1.3333 | 1.3333 | 1.25
L300KMG | Broan LOSONE SELECT Ventilation Fan; 277 CFM Horizontal, 3.1 Sones; 277 CFM Vertical, 3.7 Sones | 1 | 435.34 | 213.32 | 026715125197 | 22.4 | 1.3333 | 1.3333 | 1.25
L300L | Broan LOSONE SELECT Ventilation Fan; 293 CFM Straight Through, 3.1 Sones; 283 CFM Right Angle, 2.4 Sones | 1 | 402.46 | 197.21 | 026715124633 | 21.4 | 1.3333 | 1.3333 | 1.25
L300MG | Broan LOSONE SELECT Ventilation Fan; 316 CFM Horizontal, 3.0 Sones; 314 CFM Vertical, 2.8 Sones | 1 | 410.58 | 201.18 | 026715125180 | 20.8 | 1.3333 | 1.3333 | 1.25
L400 | Broan LOSONE SELECT 434 CFM High Capacity Ventilation Fan, 2.3 Sones | 1 | 519.48 | 254.55 | 026715124541 | 32.5 | 2.125 | 1.375 | 1.25
L400K | Broan LOSONE SELECT Ventilation Fan; 406 CFM Horizontal, 3.3 Sones; 399 CFM Vertical, 3.3 Sones | 1 | 563.68 | 276.2 | 026715125203 | 34.7 | 2.125 | 1.375 | 1.25
L400L | Broan LOSONE SELECT Ventilation Fan; 406 CFM Straight Through, 1.6 Sones; 391 CFM Right Angle, 1.2 Sones | 1 | 557.04 | 272.95 | 026715124640 | 32.1 | 2.125 | 1.375 | 1.25
L500 | Broan LOSONE SELECT 514 CFM High Capacity Ventilation Fan, 3.3 Sones | 1 | 625.5 | 306.5 | 026715124558 | 32.9 | 2.125 | 1.375 | 1.25
L500K | Broan LOSONE SELECT Ventilation Fan; 481 CFM Horizontal, 4.4 Sones; 473 CFM Vertical, 4.0 Sones | 1 | 669.64 | 328.12 | 026715125210 | 35.4 | 2.1083 | 1.3917 | 1.275
L500L | Broan LOSONE SELECT Ventilation Fan; 519 CFM Straight Through/Right Angle, 3.4 Sones | 1 | 663.12 | 324.93 | 026715124657 | 33.1 | 2.125 | 1.375 | 1.25
L700 | Broan LOSONE SELECT 701 CFM High Capacity Ventilation Fan, 4.7 Sones | 1 | 731.52 | 358.44 | 026715124565 | 32.9 | 2.125 | 1.375 | 1.25
L700L | Broan LOSONE SELECT Ventilation Fan; 681 CFM Straight Through, 3.7 Sones; 629 CFM Right Angle, 2.7 Sones | 1 | 769.12 | 376.87 | 026715124664 | 32.9 | 2.125 | 1.375 | 1.25
L900 | Broan LOSONE SELECT 901 CFM High Capacity Ventilation Fan, 4.1 Sones | 1 | 904.4 | 443.16 | 026715124572 | 58 | 2.1667 | 1.8333 | 1.9167
L900L | Broan LOSONE SELECT Ventilation Fan; 894 CFM Straight Through, 3.8 Sones; 858 CFM Right Angle, 3.4 Sones | 1 | 948.78 | 464.9 | 026715124671 | 58 | 2.1667 | 1.8333 | 1.9167
LA100WH | Decorative Wired Door Chime, 5-7/8-Inch w x 7-1/2-Inch h x 2-1/8-Inch d, in White | 3 | 47.06 | 23.06 | 784891951954 | 4.125 | 0.64166 | 0.55 | 0.70833
LA107WH | Decorative Wired Door Chime, 7-3/8-Inch w x 9-Inch h x 2-3/4-Inch d, in White | 3 | 123.9 | 60.71 | 784891991295 | 1.9 | 0.24166 | 0.625 | 0.79166
LA11BG | Decorative Wired Door Chime, 8-1/8-Inch w x 5-1/2-Inch h x 2-3/8-Inch d, in Honey Beige | 6 | 54.34 | 26.63 | 784891951886 | 7.875 | 1.25 | 0.75833 | 0.525
LA11WH | Decorative Wired Door Chime, 8-1/8-Inch w x 5-1/2-Inch h x 2-3/8-Inch d, in White | 6 | 54.34 | 26.63 | 784891951879 | 7.875 | 1.25 | 0.73333 | 0.53333
LA126WH | Decorative Wired Door Chime, 8-Inch w x 6-Inch h x 2-1/4-Inch d, in White | 6 | 44.18 | 21.65 | 784891980084 | 1.4 | 0.675 | 0.20833 | 0.525
LA130WH | Decorative Wired Door Chime, 7-1/2-Inch w x 5-3/4-Inch h x 2-3/8-Inch d, White Wood | 6 | 80.58 | 39.48 | 784891991349 | 1.55 | 0.64583 | 0.20833 | 0.50833
LA139WH | Decorative Wired Door Chime, 10-1/4-Inch w x 6-3/8-Inch h x 3-3/8-Inch d, in White | 6 | 44.18 | 21.65 | 784891999833 | 1.4 | 0.86666 | 0.325 | 0.58333
LA140WH | Decorative Wired Door Chime, 9-3/4-Inch w x 7-Inch h x 3-Inch d, in White | 6 | 44.18 | 21.65 | 784891999840 | 1.4 | 0.81666 | 0.26666 | 0.6
LA14WH | Decorative Wired Door Chime, 5-5/8-Inch w x 7-7/8-Inch h, in White | 6 | 78.96 | 38.69 | 784891951893 | 10.5 | 1.2 | 0.525 | 0.70833
LA174WH | Recessed Westminster Wired Chime, 6-3/4w x 8-3/8h with White cover | 1 | 171.72 | 84.14 | 784891026508 | 3.8 | 0.70833 | 0.35833 | 1.1667
LA18WH | Decorative Wired Door Chime, 7-7/8-Inch w x 8-Inch h x 2-1/2-Inch d, in White | 6 | 100.84 | 49.41 | 784891951909 | 10.5 | 1.3417 | 0.70833 | 0.73333
LA202WH | Decorative Wired Door Chime, 8-3/8-Inch w x 8-3/8-Inch h x 2-Inch d, in White | 3 | 68.24 | 33.44 | 784891951961 | 4.6875 | 0.775 | 0.65 | 0.84166
LA223WH | Plug-In Door Chime Kit, 3-1/2-Inch w x 4-3/8-Inch h x 1-1/4-Inch d | 1 | 61.94 | 30.35 | 026715235667 | 0.45 | 0.34583 | 0.19166 | 0.3875
LA224RWH | Plug-In Door Chime with Strobe Light, 3-3/4-Inch w x 4-1/2-Inch h x 1-5/8-Inch d | 3 | 101.18 | 49.58 | 026715235704 | 0.45 | 0.28333 | 0.21666 | 0.39583
LA224WH | Plug-In Door Chime Kit with Strobe Light, 3-3/4-Inch w x 4-1/2-Inch h x 1-5/8-Inch d | 3 | 113.32 | 55.53 | 026715235681 | 0.55 | 0.39583 | 0.21666 | 0.33333
LA225WH | Wireless Door Chime Kit, 2-3/4-Inch w x 4-1/4-Inch h x 1-Inch d | 3 | 54.7 | 26.8 | 026715235643 | 0.35 | 0.35 | 0.1125 | 0.37916
LA226WH | Wireless Door Chime Kit, 6-Inch w x 7-5/8-Inch h x 2-1/4-Inch d | 3 | 83.76 | 41.04 | 026715235650 | 1.6 | 0.575 | 0.20833 | 0.65833
LA227WH | NuTone KNOCK Wi-Fi Chime | 50 | 54.5 | 26.7 | 026715248896 | 0.35 | 0.29166 | 0.21666 | 0.29166
LA305WL | Traditional Musical Wired Door Chime, 10-Inch w x 16-5/8-Inch h x 4-1/4-Inch d in Walnut finish | 1 | 451.96 | 221.46 | 784891951855 | 7.2 | 1.0333 | 1.8 | 0.5
LA310CY | Traditional Musical Wired Door Chime, 12w x 18-3/4h x 4-7/8d in Cherry finish | 1 | 518.28 | 253.96 | 784891027314 | 6.7 | 1.7583 | 1.2833 | 0.66666
LA39WH | Decorative Wired Door Chime, 7-1/2-Inch w x 10-1/2-Inch h x 2-1/8-Inch d, in White | 3 | 209.34 | 102.58 | 784891993336 | 2.6 | 0.65 | 0.23333 | 0.89166
LA542WH | Wireless Door Chime Kit with 2 Pushbuttons, 4-1/4-Inch w x 5-7/8-Inch h x 1-3/4-Inch d | 3 | 85.42 | 41.86 | 026715235711 | 2.901 | 0.65 | 0.56666 | 0.8125
LA553WH | Portable Pilot Wireless Door Chime Kit, 6-Inch w x 7-5/8-Inch h x 2-3/4-Inch d | 3 | 69.2 | 33.91 | 026715235674 | 4.701 | 0.85833 | 0.7625 | 0.76666
LA600WH | Universal Wired/Wireless MP3 Doorbell Mechanism, 6-Inch w x 9-1/2-Inch h x 2-1/4-Inch d in White | 6 | 122.48 | 60.02 | 026715206810 | 1.45 | 0.72916 | 0.3 | 1
LA70MA | Traditional Musical Wired Door Chime, 10-3/8w x 15-1/2h x 4-3/4d in Maple wood | 1 | 405.28 | 198.59 | 784891023200 | 6.2 | 1.4417 | 1.1333 | 0.54166
LAF1 | Grease Filter for use with metal grilles ? Models L100/L150/L200/ L250 and L300 Series | 1 | 19.08 | 9.35 | 026715131891 | 0.9 | 1.075 | 1.0417 | 0.05833
LAF2 | Grease Filter for Models L400K & L500K | 1 | 32.9 | 16.12 | 026715131907 | 1.3 | 1.8083 | 1.0333 | 0.08333
LB30 | Optional 30-Inch Box Liner in Silver Paint Finish | 1 | 122.14 | 59.85 | 026715172993 | 7.9 | 2.55 | 0.44166 | 1.5
LB30SS | Broan® 30-Inch Range Hood Power Pack Box Liner, Stainless Steel | 1 | 126.48 | 61.98 | 026715256228 | 9 | 2.55 | 0.44166 | 1.5
LB36 | Optional 36-Inch Box Liner in Silver Paint Finish | 1 | 135.16 | 66.23 | 026715173006 | 9.9 | 2.9667 | 0.41666 | 1.525
LB36SS | The Broan® 36 in. Power Pack Liner for PM390SSP and PM250SSP | 1 | 144.82 | 70.96 | 026715256235 | 11 | 2.9667 | 0.41666 | 1.525
LP110 | Broan LoProfile 110 CFM Ventilation Fan, 1.5 Sones; ENERGY STAR Certified | 1 | 127.76 | 62.59 | 026715256518 | 10.1 | 1.4 | 0.51666 | 1.1667
LP110F | Broan LoProfile 110 CFM Ventilation Fan Finish Pack, 1.5 Sones; ENERGY STAR Certified | 4 | 99.9 | 48.93 | 026715256525 | 27.6 | 2.3 | 1.2583 | 1.1042
LP110H | Broan LoProfile 110 CFM Ventilation Fan Housing Pack, 1.5 Sones; ENERGY STAR Certified | 4 | 40.14 | 16.65 | 026715256549 | 16 | 1.1917 | 1.1833 | 1.525
LP50100DC | Broan Lo-Profile Series 50-80-100 Selectable CFM Ventilation Fan, 0.3-0.5-1.2 Sones, ENERGY STAR Certified | 1 | 158.78 | 63.78 | 026715256914 | 9.4 | 1.4 | 0.50833 | 1.2708
LP50100DCF | Broan Lo-Profile Series 50-80-100 Selectable CFM Finish Pack, 0.3-0.5-1.2 Sones, ENERGY STAR Certified | 4 | 76.22 | 30.6 | 026715256921 | 21.2 | 2.2708 | 1.1042 | 1.2708
LP80 | Broan LoProfile 80 CFM Ventilation Fan, 1.0 Sones; ENERGY STAR Certified | 1 | 123.28 | 59.26 | 026715203475 | 9.2 | 1.3917 | 0.5 | 1.15 | 94.85
LP80F | Broan LoProfile 80 CFM Ventilation Fan Finish Pack with White Grille, 1.0 Sones | 4 | 96.48 | 45.87 | 026715234080 | 24.35 | 2.2917 | 1.2667 | 1.1042
LP80H | Broan LoProfile 80 CFM Ventilation Fan Project Housing Pack, 1.0 Sones | 4 | 36.74 | 16.65 | 026715234103 | 16.6 | 1.1875 | 1.1875 | 1.5333
LPDCH | Broan Lo-Profile Series 50-80-100 Selectable CFM Housing Pack, 0.3-0.5-1.2 Sones, ENERGY STAR Certified | 4 | 116.98 | 40.98 | 026715256969 | 18 | 1.3083 | 1.2083 | 1.5333
LPN80 | NuTone LoProfile 80 CFM Ventilation Fan with White Grille, 1.0 Sones; ENERGY STAR Certified | 1 | 123.28 | 59.26 | 026715203482 | 9.1 | 1.3917 | 1.15 | 0.5
LPN80F | NuTone LoProfile Series 80 CFM Ventilation Fan Project Finish Pack with White Grille, 1.0 Sones | 4 | 96.48 | 45.87 | 026715234097 | 24.35 | 2.2917 | 1.2667 | 1.1042
LT30 | Optional 30-Inch Box Liner in Silver Paint Finish | 1 | 122.14 | 59.85 | 026715172979 | 6.7 | 2.55 | 0.44166 | 1.5
LT36 | Optional 36-Inch Box Liner in Silver Paint Finish | 1 | 135.16 | 66.23 | 026715172986 | 8.2 | 2.9667 | 0.41666 | 1.525
MCV309NWHGL | Mechanical Thru-Door Greeter, 3-1/4-Inch w x 7-5/8-Inch h x 1-1/4-Inch d | 6 | 74.48 | 37.58 | 784891991943 | 5.625 | 0.875 | 0.63333 | 0.75833
MD10S | 10-Inch Make-Up Air Slave Damper (damper only) | 1 | 364.4 | 148.95 | 026715211043 | 5.3 | 0.9 | 0.9 | 1.3167
MD10T | 10-Inch Automatic Make-Up Air Damper - Direct Wire | 1 | 377.38 | 155.71 | 026715211036 | 6.95 | 0.9 | 0.9 | 1.3167
MD10TU | 10-Inch Universal Automatic Make-Up Air Damper with Pressure Sensor Kit | 1 | 429.46 | 182.78 | 026715211029 | 6.95 | 0.9 | 0.9 | 1.3167
MD6S | 6-Inch Make-Up Air Slave Damper (damper only) | 1 | 210.84 | 103.31 | 026715204182 | 3.2 | 0.86666 | 0.54166 | 0.79166
MD6T | 6-Inch Automatic Make-Up Air Damper | 1 | 214.5 | 105.11 | 026715192038 | 4.3 | 0.86666 | 0.54166 | 0.79166
MD6TU | 6-Inch Universal Automatic Make-Up Air Damper with Pressure Sensor Kit | 1 | 299.32 | 146.67 | 026715203789 | 4.7 | 0.86666 | 0.54166 | 0.79166
MD8S | 8-Inch Automatic Make-Up Air Damper - Damper Only | 1 | 236.86 | 116.06 | 026715204199 | 4.1 | 0.875 | 0.70833 | 0.93333
MD8T | 8-Inch Automatic Make-Up Air Damper | 1 | 230.98 | 113.18 | 026715192045 | 5.3 | 0.875 | 0.70833 | 0.93333
MD8TU | 8-Inch Universal Automatic Make-Up Air Damper with Pressure Sensor Kit | 1 | 325.36 | 159.43 | 026715203796 | 5.6 | 0.875 | 0.70833 | 0.95416
MG1 | Metal Grille Kit for 100/150/200/ 250/ 300 CFM ceiling mount models | 1 | 45.8 | 22.44 | 026715131969 | 2.3 | 1.1917 | 1.1833 | 0.08333
MHB4 | Broan-NuTone Roomside Series Hanger Bars | 1 | 24.76 | 7.8 | 026715235407 | 0.84 | 1.175 | 0.26666 | 0.12333
MMG | InVent Series Metal Grille, White | 1 | 56.06 | 18.12 | 026715235421 | 1.3 | 1.1125 | 0.17083 | 1.1917
MQF4 | InVent 4" QFlow Duct Connector | 1 | 27.16 | 9 | 026715235391 | 0.7 | 0.775 | 0.52916 | 0.54166
MS100W | Broan-NuTone OCCUPANCY SENSOR WHITE | 1 | 70.26 | 28.81 | 026715260645 | 0.35 | 0.39166 | 0.16666 | 0.16666
MS100WR | Broan-NuTone OCCUPANCY SENSOR WHITE | 4 | 70.26 | 28.81 | 026715264414 | 1.8 | 1.1083 | 0.40833 | 0.56666
P2RW | Broan-NuTone TWO ROCKER SWITCH WHITE | 4 | 32.16 | 13.19 | 026715260676 | 1.4 | 0.70833 | 0.39583 | 0.55
P3RW | Broan-NuTone THREE ROCKER SWITCH WHITE | 4 | 35.74 | 14.65 | 026715260683 | 1.4 | 0.70833 | 0.39583 | 0.55
P5 | Internal Blower, 460 CFM for use with select Broan Power Packs and Inserts | 1 | 619.38 | 303.5 | 026715124343 | 17.6 | 2.3333 | 1.3333 | 0.5
P8 | Internal Blower, 850 CFM for use with select Broan Power Packs and Inserts | 1 | 1129.4 | 553.41 | 026715124350 | 25.9 | 2.3333 | 1.3333 | 0.41666
P82W | BROAN-NUTONE SENSAIRE HUMIDITY SENSING SWITCH | 4 | 76.22 | 33.04 | 026715258130 | 1.4 | 0.52083 | 0.35416 | 0.2
PAR20 | Halogen Bulb; 120V, 50W | 6 | 30.84 | 15.11 | 026715132256 | 1.86 | 0.76666 | 0.64166 | 0.50833
PB15LBR | Lighted Flat Pushbutton, 1-1/4w x 3h in Oil-Rubbed Bronze | 3 | 32.96 | 16.15 | 026715179909 | 0.375 | 0.33333 | 0.33333 | 0.41666
PB15LSN | Lighted Flat Pushbutton, 1-1/4w x 3h in Satin Nickel | 3 | 32.96 | 16.15 | 026715179763 | 0.42 | 0.35 | 0.34166 | 0.43333
PB18LWHCL | Lighted Round Pushbutton, 13/16 diameter in Clear/White | 12 | 9.74 | 4.77 | 784891993626 | 0.3 | 0.33333 | 0.33333 | 0.41666
PB18WHCL | Unlighted Round Pushbutton, 13/16 diameter in Clear/White | 12 | 6.2 | 3.04 | 784891051777 | 0.3 | 0.35833 | 0.33333 | 0.41666
PB19LGL | Lighted Rectangular Pushbutton, 1w x 3-1/8h in Polished Brass with Antique Hammered Center | 12 | 25.02 | 12.26 | 784891992803 | 1.5 | 0.33333 | 0.33333 | 0.41666
PB27LBR | Lighted Flat Pushbutton, 1-1/2w x 3-1/2h in Oil-Rubbed Bronze | 3 | 32.96 | 16.15 | 026715179916 | 0.5625 | 0.33333 | 0.33333 | 0.41666
PB27LSN | Lighted Flat Pushbutton, 1-1/2w x 3-1/2h in Satin Nickel | 6 | 32.96 | 16.15 | 784891052446 | 0.75 | 0.33333 | 0.33333 | 0.41666
PB340K | Wireless Kinetic Pushbutton, White | 12 | 29.78 | 12.2 | 026715260355 | 1.5 | 0.63333 | 0.34583 | 0.4
PB41APB41LA | Wiring Sleeve | 24 | 4.28 | 2.1 | 784891994357 | 1.08 | 0.73333 | 0.73333 | 0.54166
PB41BGL | Round Stucco Pushbutton, 2-1/2-Inch diameter in Polished Brass | 24 | 8.96 | 4.39 | 784891994340 | 2.064 | 0.94166 | 0.69166 | 0.81666
PB41LBGL | Lighted Round Stucco Pushbutton, 2-1/2-Inch diameter in Polished Brass | 24 | 12.48 | 6.12 | 784891998973 | 2.064 | 0.94166 | 0.70833 | 0.78333
PB41LBR | Round Stucco Pushbutton, 2-1/2-Inch diameter in Oil-Rubbed Bronze | 24 | 14.82 | 7.26 | 784891053504 | 1.92 | 0.95 | 0.69166 | 0.825
PB41LBRL | LED Lighted Round Stucco Pushbutton, 2-1/2? in Oil-Rubbed Bronze | 12 | 17.86 | 7.32 | 026715260379 | 0.9 | 0.79583 | 0.34583 | 0.35
PB41LSN | Lighted Round Stucco Pushbutton, 2-1/2-Inch round in Satin Nickel | 24 | 14.82 | 7.26 | 784891053511 | 2.4 | 0.95833 | 0.70833 | 0.81666
PB41LSNL | LED Lighted Round Stucco Pushbutton, 2-1/2? in Satin Nickel | 12 | 17.86 | 7.32 | 026715260362 | 0.9 | 0.79583 | 0.34583 | 0.35
PB4LBL | Lighted Dimensional Pushbutton, 1-1/8w x 4-3/16h in Black | 3 | 28.22 | 13.83 | 026715179978 | 0.5625 | 0.33333 | 0.33333 | 0.41666
PB4LBR | Lighted Dimensional Pushbutton, 1-1/8w x 4-3/16h in Oil-Rubbed Bronze | 3 | 32.96 | 16.15 | 026715179893 | 0.5625 | 0.33333 | 0.33333 | 0.41666
PB4LSN | Lighted Dimensional Pushbutton, 1-1/8w x 4-3/16h in Satin Nickel | 3 | 32.96 | 16.15 | 026715179756 | 0.5625 | 0.33333 | 0.33333 | 0.41666
PB53LWH | Lighted Rectangular Pushbutton, 1-1/4w x 3-1/2h in White | 3 | 28.22 | 13.83 | 026715179954 | 0.75 | 0.33333 | 0.33333 | 0.41666
PB61LPB | Lighted Flat Pushbutton, 1-1/4w x 4-1/2h in Polished Brass | 3 | 30.9 | 15.14 | 026715179855 | 0.75 | 0.33333 | 0.33333 | 0.41666
PB64LAB | Lighted Textured Pushbutton, 1-1/8w x 4-3/4h in Antique Brass | 3 | 26.28 | 12.88 | 026715179923 | 0.5625 | 0.33333 | 0.33333 | 0.41666
PB69LBL | Lighted Rectangular Pushbutton, 1w x 2-3/4h in Black | 6 | 9.96 | 4.88 | 026715179985 | 0.375 | 0.33333 | 0.33333 | 0.41666
PB69LSN | Lighted Rectangular Pushbutton, 1w x 2-3/4h in Satin Nickel | 6 | 12.58 | 6.16 | 026715179770 | 0.375 | 0.33333 | 0.33333 | 0.41666
PB7LBL | Lighted Rectangular Pushbutton, 1w x 2-7/8h x 3/4d in Black | 12 | 9.4 | 4.61 | 784891060014 | 0.6 | 0.33333 | 0.33333 | 0.41666
PB7LPB | Lighted Rectangular Pushbutton, 1w x 2-7/8h x 3/4d in Polished Brass | 12 | 9.4 | 4.61 | 784891060021 | 0.6 | 0.33333 | 0.33333 | 0.41666
PB7LSN | Lighted Rectangular Pushbutton, 1w x 2-7/8h x 3/4d in Satin Nickel | 12 | 9.4 | 4.61 | 784891060038 | 0.6 | 0.33333 | 0.33333 | 0.41666
PB7LWH | Lighted Rectangular Pushbutton, 1w x 2-7/8h x 3/4d in White | 12 | 9.4 | 4.61 | 784891060045 | 0.6 | 0.33333 | 0.33333 | 0.41666
PB7LWHL | LED Lighted Rectangular Pushbutton, 1w x 2-7/8h x 3/4d in White | 12 | 13.1 | 5.37 | 026715260386 | 0.6 | 0.4375 | 0.30416 | 0.38333
PB7WH | Rectangular Pushbutton, 1w x 2-7/8h x 3/4d in White | 12 | 9.4 | 4.61 | 784891060052 | 0.6 | 0.33333 | 0.33333 | 0.41666
PB82WH | Wireless Unlighted Pushbutton, 1-1/8-Inch w x 3-1/4-Inch h x 5/8-Inch d, in White | 6 | 26.28 | 12.88 | 026715235698 | 0.45 | 0.33333 | 0.33333 | 0.41666
PB85BR | Wireless Unlighted Pushbutton, 1-1/4-Inch w x 3-3/16-Inch h x 7/8-Inch d, in Oil-Rubbed Bronze | 6 | 45.6 | 22.34 | 026715235735 | 1.2 | 0.33333 | 0.33333 | 0.41666
PB85SN | Wireless Unlighted Pushbutton, 1-1/4-Inch w x 3-3/16-Inch h x 7/8-Inch d, in Satin Nickel | 6 | 45.6 | 22.34 | 026715235902 | 1.2 | 0.33333 | 0.33333 | 0.41666
PBL2 | Replacement bulbs for all lighted pushbuttons - Visu-Pack | 12 | 7.18 | 3.52 | 784891990731 | 0.3 | 0.53333 | 0.51666 | 0.3875
PM300SS | Broan® 21-Inch Custom Range Hood Power Pack, 300 Max Blower CFM, Stainless Steel | 1 | 333.9 | 153.59 | 026715267613 | 7.15 | 2.02 | 0.62 | 1.25
PM500SS | 500 CFM 20-1/2-Inch wide, Custom Power Pack in Stainless Steel | 1 | 935 | 458.15 | 026715172290 | 23.4 | 2.2917 | 1.3 | 1.4167
PME300 | 20.5-Inch, Powder Coated Silver Finish Power Pack with 290 CFM Internal Blower, ENERGY STAR Certified | 1 | 744.42 | 364.77 | 026715199914 | 23.6 | 2 | 1.125 | 1.25
PP5501 | PurePower 550 Air Watt Central Vacuum | 1 | 812.74 | 341.34 | 026715261420 | 22.65 | 1.375 | 1.25 | 2.7708
PP6501 | PurePower 650 Air Watt Central Vacuum | 1 | 1107.72 | 465.23 | 026715261437 | 26.85 | 1.3958 | 1.25 | 3.25
PP7001 | PurePower 700 Air Watt Central Vacuum | 1 | 1474.76 | 619.39 | 026715261444 | 28 | 1.3958 | 1.25 | 3.5
QK60 | Broan QuicKit 60 CFM Exhaust Fan Motor and Grille Upgrade, 2.5 Sones, Multi-Pack | 4 | 100.04 | 39.28 | 026715228669 | 16 | 1.05 | 0.41666 | 0.95833
QK60S | Broan QuicKit 60 CFM Ventilation Fan Motor and Grille Upgrade, 2.5 Sones | 1 | 100.04 | 39.28 | 026715262656 | 5.15 | 1.3333 | 0.51666 | 1.1667
QT130E | Broan QT 130 CFM Ventilation Fan, 1.5 Sones; ENERGY STAR Certified | 1 | 326.96 | 130.37 | 026715201037 | 12.9 | 1.325 | 0.95 | 1.2958
QT130LE | Broan QT Series 130 CFM Ventilation Fan with Light and Night Light, 1.5 Sones; ENERGY STAR Certified | 1 | 485 | 148.56 | 026715201044 | 12 | 1.3333 | 1.1 | 1.2917
QT9093WH | NuTone 110 CFM Heater Ventilation Fan with light, 4.0 Sones | 1 | 644.26 | 315.69 | 784891322129 | 23.5 | 1.9583 | 1.6083 | 1.0417
QTHB1 | Hanger Bars, (one Set) For QT Series Bath Fans | 1 | 25.54 | 12.51 | 026715172788 | 1.5 | 1.375 | 0.375 | 0.29166
QTX110HFLT | Broan QT Series 110 CFM Ventilation Fan with Heater and Florescent Light, 0.9 Sones | 1 | 761.94 | 275.61 | 026715187973 | 22.8 | 1.7583 | 1.35 | 1.3333
QTX110HL | Broan QT Series 110 CFM Ventilation Fan with 1500W heater, 2-60W incandescent light and 7W night-light (bulbs not included), 0.9 Sones | 1 | 679.42 | 212.81 | 026715163892 | 22.6 | 1.7583 | 1.35 | 1.3333
QTXE080 | Broan QTXE 80 CFM Ventilation Fan with White Grille, 0.3 Sones; ENERGY STAR Certified | 1 | 318.92 | 116.37 | 026715163755 | 11.6 | 1.2917 | 0.95 | 1.3333
QTXE080FLT | Broan QTXE Series 80 CFM Ventilation Fan Light, 36W Fluorescent Lighting, 4W Nightlight, 0.3 Sones; ENERGY STAR Certified | 1 | 467.16 | 176.03 | 026715171774 | 13.05 | 1.3 | 1.2917 | 1.1833
QTXE110 | Broan QTXE 110 CFM Ventilation Fan with White Grille, 0.7 Sones; ENERGY STAR Certified | 1 | 360.08 | 131.71 | 026715163779 | 10.7 | 1.3333 | 0.95 | 1.2917
QTXE110150DC | Broan QT DC Series 110-130-150 Selectable CFM Ventilation fan, <0.3-0.4-0.7 Sones, ENERGY STAR Certified | 1 | 276.58 | 138.19 | 026715256808 | 12.4 | 1.2917 | 0.95833 | 1.325
QTXE110150DCF | Broan QT DC Series 110-130-150 Selectable CFM Finish Pack, <0.3-0.4-0.7 Sones, ENERGY STAR Certified | 4 | 219.5 | 88.17 | 026715257805 | 24 | 2.7917 | 1.1667 | 1.1667
QTXE110150DCL | Broan QT DC Series 110-130-150 Selectable CFM Ventilation fan with LED light, <0.3-0.4-0.7 Sones, ENERGY STAR Certified | 1 | 377.72 | 187.58 | 026715256815 | 13.2 | 1.2917 | 0.95833 | 1.3125
QTXE110150DCLF | Broan QT DC Series 110-130-150 Selectable CFM Integrated LED Finish Pack, <0.3-0.4-0.7 Sones, ENERGY STAR Certified | 4 | 342.5 | 137.56 | 026715257812 | 29 | 2.7917 | 1.1667 | 1.1667
QTXE110150DCS | Broan QT DC Series 110-130-150 Selectable CFM Humidity Sensing Ventilation Fan , <0.3-0.4-0.7 Sones, ENERGY STAR Certified | 1 | 467.06 | 187.58 | 026715256822 | 12.4 | 1.2917 | 0.95833 | 1.325
QTXE110150DCSL | Broan QT DC Series 110-130-150 Selectable CFM Humidity Sensing Ventilation fan with LED light, <0.3-0.4-0.7 Sones, ENERGY STAR Certified | 1 | 669.46 | 268.87 | 026715256839 | 13.6 | 1.2917 | 0.95833 | 1.325
QTXE110FLT | Broan QTXE Series 110 CFM Ventilation Fan/Light, 36W Fluorescent Light, 4W Nightlight, 0.7 Sones; ENERGY STAR Certified | 1 | 526.08 | 199.36 | 026715171781 | 12 | 1.3 | 1.2917 | 1.1833
QTXE110S | Broan QTXE Series 110 CFM Humidity Sensing Ventilation Fan with White Grille, 0.7 Sones, ENERGY STAR Certified | 1 | 511.7 | 126.2 | 026715164158 | 12.15 | 1.3333 | 0.95 | 1.2917
QTXE150 | Broan QTXE Series 150 CFM Ventilation Fan, 1.4 Sones; ENERGY STAR Certified | 1 | 424.16 | 159.04 | 026715163793 | 11.7 | 1.3333 | 0.93333 | 1.2708
QTXE150FLT | Broan QTXE Series 150 CFM Ventilation Fan Light, 36W Fluorescent Light, 4W nightlight, 1.4 Sones; ENERGY STAR Certified | 1 | 597.12 | 219.4 | 026715171798 | 13.1 | 1.325 | 1.175 | 1.2917
QTXEDCH | Broan QT DC Series 110-130-150 Selectable CFM Housing Pack, <0.3-0.4-0.7 Sones, ENERGY STAR Certified | 4 | 159.04 | 57.87 | 026715257829 | 27 | 2.5208 | 1.1667 | 1.6458
QTXEDCLH | Broan QT DC Series 110-130-150 Selectable CFM Integrated LED Housing Pack, <0.3-0.4-0.7 Sones, ENERGY STAR Certified | 4 | 159.04 | 57.87 | 026715261161 | 27.2 | 2.525 | 1.1875 | 1.6583
QTXEDCSH | Broan QT DC Series 110-130-150 Selectable CFM with Humidity Sensing Housing Pack, <0.3-0.4-0.7 Sones, ENERGY STAR Certified | 4 | 207.02 | 75.21 | 026715261178 | 28.8 | 2.5292 | 1.1833 | 1.65
QTXEN080 | NuTone QTXE 80 CFM Ventilation Fan with White Grille, 0.3 Sones; ENERGY STAR Certified | 1 | 318.92 | 116.37 | 784891218255 | 11.6 | 1.2917 | 0.95833 | 1.275
QTXEN080FLT | Broan QTXE Series 80 CFM Ventilation Fan/Light with White Grille, 0.3 Sones; ENERGY STAR Certified | 1 | 467.16 | 176.03 | 784891215308 | 12.9 | 1.3 | 1.2917 | 1.1833
QTXEN110 | NuTone QTXE Series 110 CFM Ventilation Fan with White Grille, 0.7 Sones; ENERGY STAR Certified | 1 | 360.08 | 131.71 | 784891218279 | 10.7 | 1.2917 | 0.95833 | 1.275
QTXEN110FLT | NuTone QTXE Series 110 CFM Ventilation Fan/Light with White Grille, 0.7 Sones; ENERGY STAR Certified | 1 | 526.08 | 199.36 | 784891215315 | 12 | 1.3 | 1.2917 | 1.1833
QTXEN150 | NuTone QTXE 150 CFM Ventilation Fan with White Grille, 1.4 Sones; ENERGY STAR Certified | 1 | 424.16 | 159.04 | 784891218293 | 11.6 | 1.3167 | 0.95833 | 1.2917
QTXEN150FLT | NuTone QTXE Series 150 CFM Ventilation Fan/Light with White Grille, 1.4 Sones; ENERGY STAR Certified | 1 | 597.12 | 219.4 | 784891215322 | 13.1 | 1.325 | 1.175 | 1.2917
QTXN110HFLT | NuTone QT Series 110 CFM Ventilation Fan with Heater and Florescent Light, 0.9 Sones | 1 | 761.94 | 275.61 | 026715187980 | 22.7 | 1.75 | 1.35 | 1.3333
QTXN110HL | NuTone QT Series 110 CFM Ventilation Fan with 1500W Heater and Florescent Light, 0.9 Sones | 1 | 679.42 | 212.81 | 784891218484 | 22.6 | 1.75 | 1.35 | 1.3333
RB110 | Broan ULTRA PRO Series 110 CFM Ventilation Fan, 0.6 Sones; ENERGY STAR Certified | 1 | 360.02 | 112.66 | 026715230051 | 13.5 | 1.1667 | 1.25 | 0.95833
RB110L1 | Broan ULTRA PRO Series 110 CFM Ventilation Fan/LED Light, 0.8 Sones; ENERGY STAR Certified | 1 | 505.94 | 160.81 | 026715254798 | 14.46 | 1.25 | 1.1667 | 0.975
RB80 | Broan ULTRA PRO Series 80 CFM Ventilation Fan, <0.3 Sones; ENERGY STAR Certified | 1 | 324.58 | 104.47 | 026715230044 | 14.5 | 1.1667 | 1.25 | 0.95833
RB80L1 | Broan ULTRA PRO Series 80 CFM Ventilation Fan Light, <0.3 Sones; ENERGY STAR Certified | 1 | 474.4 | 144.45 | 026715254804 | 14.38 | 1.25 | 1.1667 | 0.975
RBFIP33 | Optional Baffle Filter Kit for 33-Inch Pro-Style Insert, in Stainless Steel | 1 | 270.74 | 132.66 | 026715157976 | 6.9 | 1.2917 | 0.7 | 1.15
RBFIP45 | Optional Baffle Filter Kit for 45-Inch Pro-Style Insert, in Stainless Steel | 1 | 333.92 | 163.62 | 026715157983 | 9.6 | 1.2833 | 0.70833 | 1.15
RD1 | Broan-NuTone Radiation Damper for LoSone Select Ventilation Fans | 1 | 211.88 | 103.82 | 026715124749 | 4.1 | 1.0917 | 0.36666 | 1.0833
RD2 | Ceiling Radiation/Fire Damper, 3-hour UL Rated. L400/500/700 Series | 1 | 226.04 | 110.76 | 026715124756 | 4.8 | 1.8667 | 1.1 | 0.36666
RDF1 | Broan-NuTone Premium Radiation Damper for Ventilation Fans-Ultra | 1 | 150.16 | 57.43 | 026715201662 | 4.9 | 1.1167 | 1.025 | 0.43333
RDF2 | Radiation Damper Plus Bracket for LP50100DC | 1 | 150.16 | 57.43 | 026715261529 | 4.75 | 1.1042 | 1.0458 | 0.425
RDFQF | Premium Radiation Damper for QT Series Ventilation Fans | 1 | 150.16 | 58.55 | 026715234813 | 2.15 | 0.98333 | 0.90833 | 0.20833
RDFQL | Premium Radiation Damper for QT Series Ventilation Fan Lights | 1 | 150.16 | 58.55 | 026715234806 | 3.3 | 0.98333 | 0.98333 | 0.20833
RDFU | Broan-NuTone Premium Radiation Damper for ULTRA GREEN, ULTRA Pro and select QT Series Ventilation Fans and Fan Lights | 1 | 150.16 | 58.55 | 026715234790 | 3.75 | 1 | 0.96666 | 0.325
RDFU1 | Premium radiation damper for use with Broan QTXE110150DC Series adjustable CFM ventilation fans | 1 | 150.16 | 58.55 | 026715261512 | 14.15 | 0.97916 | 1 | 0.3125
RDFUWT | Radiation Damper for Premium Ventilation Fans and Fan/Lights | 1 | 150.16 | 68.22 | 026715250929 | 5.55 | 1.0417 | 1.0083 | 0.5
RDH | Broan J-Can Housing W/Radiation Damper, includes hanger bars. To be used with Models 110RDF, 80RDF and HD50RDF finish packs | 4 | 171.88 | 84.22 | 026715146086 | 22.4 | 1.75 | 0.875 | 1.5417
RDJUMPQ | Wire Jumper Kit for QT Sensing Fan Lights | 1 | 12.84 | 5.1 | 026715234837 | 0.025 | 0.5 | 0.41666 | 0.01666
RDJUMPU | Wire Jumper Kit for ULTRA GREEN Fan Lights and Sensing Fan Lights | 1 | 23.32 | 11.61 | 026715234820 | 0.1 | 0.47916 | 0.20833 | 0.08333
RDJUMPU1 | Wire Jumper Kit for ULTRA GREEN & ULTRA PRO Fan LED Lights & Sensing Fan LED Lights | 1 | 23.32 | 11.61 | 026715254453 | 0.05 | 0.625 | 0.27083 | 0.04166
RDJUMPU2 | RADIATION DAMPER JUMPER KIT ULTRA LED | 1 | 40.52 | 16.6 | 026715263516 | 0.05 | 0.58333 | 0.45833 | 0.04166
RDM2 | Radiation Damper for Flex and Flex DC Series Bathroom Exhaust Fans and Fans with Lights | 1 | 206.44 | 65.06 | 026715257904 | 3.75 | 0.95833 | 0.925 | 0.29166
RDMWT | Radiation Damper for InVent Series Ventilation Fans and Fan/Lights | 1 | 208.82 | 75.74 | 026715250936 | 6.5 | 0.97916 | 0.97916 | 0.8
RDMWT2 | Radiation Damper for InVent Series Ventilation Fans and Fans with Lights for use in wood truss installations | 1 | 206.44 | 75.74 | 026715257911 | 6.5 | 0.98333 | 0.98333 | 0.77083
RFTH95 | Powered Attic Ventilator Automatic, Adjustable Thermostat | 1 | 27.64 | 13.54 | 784891310959 | 0.65 | 0.4 | 0.35833 | 0.225
RK54 | Optional Non-Duct Kit for Broan Elite 54000 Island Range Hood | 1 | 244.26 | 119.69 | 026715174409 | 4.5 | 1.475 | 0.89166 | 0.9
RK56 | Optional Non-Duct Kit for B56 and B57 Series Range Hoods | 1 | 177.52 | 86.98 | 026715187874 | 5.5 | 1.575 | 0.8 | 0.93333
RK58 | Non-ducted Kit f/B58 | 1 | 177.52 | 86.98 | 026715187881 | 5.2 | 1.5667 | 0.79166 | 0.925
RKE56 | Optional Non-Duct Kit for EW56 Series Range Hoods | 1 | 274.14 | 134.33 | 026715195183 | 7.1 | 2.1167 | 0.56666 | 1.4167
RKE58 | Optional Non-Duct Kit for EW58 Series Range Hoods | 1 | 274.14 | 134.33 | 026715195190 | 7 | 2.1167 | 0.6 | 1.1417
RKE59 | Optional Non-Duct Kit for EI59 Series Range Hoods for Lowe's | 1 | 274.14 | 134.33 | 026715195176 | 6.6 | 2.1167 | 0.625 | 1.3417
RMDD3004 | 30-Inch Stainless Steel, Downdraft, Internal Blower, 500 CFM | 1 | 2103.94 | 1030.93 | 026715151752 | 66.2 | 2.9 | 2.8333 | 0.97083
RMDD3004EX | 30-Inch Stainless Steel Downdraft External Blower, Choice of Optional Exterior or In-line Blowers Sold Separately | 1 | 1683.82 | 825.07 | 026715151783 | 53.6 | 2.8333 | 2.9083 | 0.9
RMDD3604 | 36-Inch Stainless Steel, Downdraft, Internal Blower , 500 CFM | 1 | 2162.9 | 1059.82 | 026715151769 | 72.7 | 3.3333 | 3 | 0.97083
RMDD3604EX | 36-Inch, Stainless Steel, Downdraft External Blower | 1 | 1728.88 | 847.15 | 026715151790 | 61.8 | 3.3333 | 2.9083 | 0.89166
RMDD4804 | 48-Inch Stainless Steel, Downdraft , Internal Blower, 500 CFM | 1 | 2378.12 | 1165.28 | 026715151776 | 96 | 4.3333 | 2.9167 | 0.91666
RMDD4804EX | 48-Inch Stainless Steel Downdraft External Blower, Choice of Optional Exterior or In-line Blowers Sold Separately | 1 | 1961.6 | 961.18 | 026715151806 | 77 | 4.3333 | 2.9167 | 0.91666
RMDDRBK | Remote Button Kit for Broan Elite RMDD Downdraft | 1 | 86.78 | 42.52 | 026715151813 | 0.3 | 0.39583 | 0.35416 | 0.35416
RMIP33 | 33-Inch Pro-Style Built-In Range Hood Insert | 1 | 952.66 | 374.5 | 026715157846 | 32.5 | 3.3083 | 1.1583 | 2.2
RMIP45 | 45-Inch Pro-Style Built-In Range Hood Insert | 1 | 1049.84 | 412.71 | 026715157853 | 41.8 | 4.3333 | 1.15 | 2.25
RMIPWC | Optional Wall Control in Stainless | 1 | 170.14 | 83.37 | 026715157969 | 1.6 | 0.68333 | 0.53333 | 0.40833
RML3336S | Broan Elite 36-Inch wide Custom Hood Liner to fit RMIP33 Insert, in Stainless Steel | 1 | 384.94 | 188.62 | 026715163670 | 10.7 | 3.6667 | 2.25 | 0.41666
RML3342S | Broan Elite 42-Inch wide Custom Hood Liner to fit RMIP33 Insert, in Stainless Steel | 1 | 393.92 | 193.02 | 026715163687 | 14.1 | 4.6667 | 2.25 | 0.41666
RML4548S | Broan Elite 48-Inch wide Custom Hood Liner to fit RMIP45 Insert, in Stainless Steel | 1 | 416.22 | 203.95 | 026715163694 | 13.3 | 4.6667 | 2.25 | 0.41666
RML4554S | Broan Elite 54-Inch wide Custom Hood Liner to fit RMIP45 Insert, in Stainless Steel | 1 | 454.98 | 222.94 | 026715172825 | 18.2 | 6.6667 | 2.25 | 0.41666
RML4560S | Broan Elite 60-Inch wide Custom Hood Liner to fit RMIP45 Insert, in Stainless Steel | 1 | 461.2 | 225.99 | 026715163700 | 19.1 | 6.6667 | 2.25 | 0.41666
RML5230S | Broan Elite 30-Inch wide Custom Hood Liner to fit PM500SS built-in hood, in Stainless Steel | 1 | 326.2 | 159.84 | 026715240159 | 11.35 | 3.675 | 2.2708 | 0.43333
RML5236L | Broan Elite 36-Inch wide Custom Hood Liner to fit PM500SS built-in hood, in Stainless Steel | 1 | 393.92 | 193.02 | 772371150423 | 13 | 3.6917 | 2.275 | 0.43333
RML5236S | Broan Elite 36-Inch wide Custom Hood Liner to fit PM500SS built-in hood, in Stainless Steel | 1 | 384.94 | 188.62 | 772371150416 | 12 | 3.6917 | 2.275 | 0.43333
RML7030L | Broan Elite 30" wide Custom Hood Liner to fit RMP17004 or RMPE7004 Inserts, in Stainless Steel | 1 | 348.66 | 170.84 | 026715157938 | 11.4 | 3.6917 | 2.2667 | 0.41666
RML7030S | Broan Elite 30-Inch wide Custom Hood Liner to fit RMP17004 or RMPE7004 Inserts, in Stainless Steel | 1 | 326.2 | 159.84 | 026715157907 | 10.7 | 3.6833 | 2.2708 | 0.42916
RML7036L | Broan Elite 36-Inch wide Custom Hood Liner to fit RMP17004 or RMPE7004 Inserts, in Stainless Steel | 1 | 393.92 | 193.02 | 026715157945 | 11.9 | 3.6667 | 2.25 | 0.41666
RML7036S | Broan Elite 36-Inch wide Custom Hood Liner to fit RMP17004 or RMPE7004 Inserts, in Stainless Steel | 1 | 384.94 | 188.62 | 026715157914 | 11 | 3.7083 | 2.25 | 0.43333
RML7048L | Broan Elite 48-Inch wide Custom Hood Liner to fit RMP17004 or RMPE7004 Inserts, in Stainless Steel | 1 | 482.62 | 236.48 | 026715157952 | 16.2 | 4.6667 | 2.25 | 0.41666
RML7048S | Broan Elite 48-Inch wide Custom Hood Liner to fit RMP17004 or RMPE7004 Inserts, in Stainless Steel | 1 | 416.22 | 203.95 | 026715157921 | 14.7 | 4.6667 | 2.25 | 0.41666
RMP17004 | 27-9/16-Inch, Stainless Steel Power Pack, Internal Blower, 400 CFM | 1 | 1319.28 | 547.47 | 026715152285 | 27.4 | 2.8583 | 1.3125 | 1.4167
RMP3004 | 30-Inch Backsplash with shelves in Stainless Steel | 1 | 658.84 | 322.83 | 026715153244 | 19.4 | 3.6667 | 2.25 | 0.41666
RMP3604 | 36-Inch Backsplash with shelves in Stainless Steel | 1 | 705.14 | 345.52 | 026715153251 | 19.6 | 3.6917 | 2.2583 | 0.41666
RMP4204 | 42-Inch Backsplash with shelves in Stainless Steel | 1 | 751.34 | 368.16 | 026715153268 | 23 | 4.6667 | 2.25 | 0.41666
RMP4804 | 48-Inch Backsplash with shelves in Stainless Steel | 1 | 797.6 | 390.82 | 026715153275 | 24 | 4.6667 | 2.25 | 0.41666
RMP5404 | 54-Inch Backsplash with shelves in Stainless Steel | 1 | 844 | 413.56 | 026715153282 | 30 | 6.6667 | 2.25 | 0.41666
RMP6004 | 60-Inch Backsplash with shelves in Stainless Steel | 1 | 890.16 | 436.18 | 026715153299 | 34.8 | 6.6667 | 2.25 | 0.41666
RMPE7004 | 27-9/16-Inch, Stainless Steel Power Pack, External Blower | 1 | 937.36 | 459.31 | 026715152292 | 12.3 | 2.4583 | 0.76666 | 1.1667
RN110 | NuTone ULTRA PRO Series 110 CFM Ventilation Fan, 0.6 Sones, ENERGY STAR Certified | 1 | 360.02 | 112.66 | 026715230099 | 13.5 | 1.1667 | 1.25 | 0.95833
RN110L | NuTone ULTRA PRO Series 110 CFM Ventilation Fan Light with Night Light, 0.8 Sones; ENERGY STAR Certified | 1 | 505.94 | 160.81 | 026715230112 | 14.6 | 1.2417 | 1.15 | 1.2083
RN80 | NuTone ULTRA PRO Series 80 CFM Ventilation Fan, <0.3 Sones; ENERGY STAR Certified | 1 | 324.58 | 104.47 | 026715230082 | 14.5 | 1.25 | 1.1667 | 0.95833
RN80L | NuTone ULTRA PRO Series 80 CFM Ventilation Fan Light with Night Light, <0.3 Sones; ENERGY STAR Certified | 1 | 474.4 | 144.45 | 026715230105 | 14.6 | 1.2417 | 1.15 | 1.2083
ROUNDFILTER | Charcoal Replacement Filter for use with Broan Elite 61000 Series Range Hood | 1 | 119.16 | 58.39 | 026715083701 | 1.95 | 0.98333 | 0.86666 | 0.19166
RVK1A | Broan-NuTone Roof Vent Kit, Steel, Black, 3" or 4" Round Duct | 1 | 88.82 | 25.21 | 026715157822 | 2.9 | 1 | 0.94166 | 0.45833
SC100W | Broan-NuTone SPEED CONTROL WHITE | 4 | 40.52 | 16.61 | 026715260652 | 1.2 | 0.58333 | 0.41666 | 0.16666
SMD6 | 6-Inch LinkLogic Automatic Make-Up Air Damper | 1 | 379.24 | 185.83 | 026715192014 | 4.8 | 0.86666 | 0.54166 | 0.79166
SMD8 | 8-Inch LinkLogic Automatic Make-Up Air Damper | 1 | 407.44 | 199.65 | 026715192021 | 5.6 | 0.875 | 0.70833 | 0.93333
SP240108 | 24-Inch wide Backsplash in Reversible White/Almond | 1 | 48.18 | 23.61 | 026715062799 | 3.1 | 2.75 | 2.275 | 0.06666
SP240223 | 24-Inch wide Backsplash in Reversible Bisque/Black | 1 | 48.18 | 23.61 | 026715140893 | 3.1 | 2.75 | 2.2917 | 0.06666
SP2404 | 24-Inch wide Backsplash in Reversible Stainless Steel | 1 | 122.44 | 60 | 026715022182 | 4.6 | 2.75 | 2.2917 | 0.06666
SP300108 | 30-Inch wide Backsplash in Reversible White/Almond | 1 | 48.18 | 23.61 | 026715062812 | 3.1 | 2.75 | 2.2917 | 0.06666
SP300223 | 30-Inch wide Backsplash in Reversible Bisque/Black | 1 | 48.18 | 23.61 | 026715140909 | 3.1 | 2.75 | 2.2917 | 0.06666
SP3004 | 30-Inch wide Backsplash in Reversible Stainless Steel | 1 | 122.44 | 60 | 026715000760 | 6 | 2.75 | 2.2917 | 0.06666
SP360108 | 36-Inch wide Backsplash in Reversible White/Almond | 1 | 56.14 | 27.51 | 026715062836 | 3.7 | 3.75 | 2.2917 | 0.06666
SP360223 | 36-Inch wide Backsplash in Reversible Bisque/Black | 1 | 56.14 | 27.51 | 026715140916 | 3.4 | 3.75 | 2.2917 | 0.06666
SP3604 | 36-Inch wide Backsplash in Reversible Stainless Steel | 1 | 130.06 | 63.73 | 026715000777 | 7.6 | 3.75 | 2.2917 | 0.06666
SP4204 | 42-Inch wide Backsplash in Reversible Stainless Steel | 1 | 150.9 | 73.94 | 026715022281 | 7.3 | 3.75 | 2.2917 | 0.06666
SPK110 | Broan Sensonic Speaker 110 CFM Ventilation Fan with Bluetooth Wireless Technology, 1.0 Sones | 1 | 489.06 | 145.77 | 026715234127 | 12.05 | 1.3083 | 0.94166 | 1.2708
SPK80L | Broan® Economy Series 80 CFM Bluetooth® Ventilation Fan with LED Light, 2.5 Sones | 1 | 393.04 | 80.57 | 026715262908 | 6.9 | 0.98333 | 0.79166 | 1.075
SPK80NL | NUTONE 80 CFM 2.5 SONE BLUETOOTH SPEA | 1 | 393.04 | 80.57 | 026715262915 | 6.9 | 0.98333 | 0.79166 | 1.075
SPKACC | Sensonic Speaker Accessory with Bluetooth Wireless Technology | 1 | 225.4 | 78.09 | 026715234141 | 2.1 | 1.0625 | 0.525 | 0.53333
SSQTXE080 | Broan SmartSense 80 CFM Ventilation Fan with Control, 0.3 Sones; ENERGY STAR Certified | 1 | 371.04 | 138.74 | 026715186204 | 12 | 1.2917 | 0.95833 | 1.3333
SSQTXE110 | Broan SmartSense 110 CFM Ventilation Fan with Control, 0.7 Sones; ENERGY STAR Certified | 1 | 410.44 | 141.76 | 026715186198 | 12.15 | 0.96666 | 1.2917 | 1.3333
T460 | Transition; 3-1/4" x 14" to 7" Round | 1 | 42.8 | 20.97 | 026715168811 | 1.8 | 1.275 | 0.65 | 0.775
T461 | Adapter; 3-1/4" x 14" to 3-1/4" x 10" | 8 | 55.5 | 27.2 | 026715168828 | 0.8 | 1.2667 | 0.44166 | 0.5
T486 | 8" to 6" duct reducer | 1 | 38.8 | 19.01 | 026715229642 | 1.5 | 0.79166 | 0.79166 | 0.66666
T81212 | Duct Transition - 8" x 12" to 12" rd. for 900 & 1500 CFM models | 1 | 88.68 | 43.45 | 026715131952 | 4 | 1.0917 | 1.0917 | 0.99166
V00913 | Register with Damper 4" x 10" | 1 | 37.02 | 18.14 | 772371137127 | 0.55 | 0.94166 | 0.44166 | 0.15
V01104 | Clear Vinyl Tubing 0.1875"ID x0.313"OD | 1 | 3.34 | 1.64 | 772371138018 | 0.05 | 0.25 | 0.20833 | 0.04166
V01269 | Whisper 4" Intake and Exhaust | 1 | 33.24 | 16.29 | 772371137929 | 0.5 | 0.54166 | 0.54166 | 0.33333
V01271 | Whisper 6" Intake and Exhaust | 1 | 40.56 | 19.87 | 772371137936 | 0.7 | 0.66666 | 0.66666 | 0.25
V02863 | Whisper 5" Intake and Exhaust | 1 | 37.84 | 18.54 | 772371153844 | 0.7 | 0.64166 | 0.64166 | 0.33333
V03315 | CHARCOAL FILTER 15.375 X 7.150 X .740-Inch | 1 | 155.92 | 76.4 | 772371137967 | 0.8 | 1.3 | 0.6 | 0.16666
V03316 | Pleated Filter 15.375" x 6.865" x 1.0" | 1 | 96.22 | 47.15 | 772371137950 | 0.6 | 1.2917 | 0.58333 | 0.2
V04316 | Insulated Flexible Duct | 1 | 85.2 | 41.75 | 772371141551 | 7 | 2 | 0.83333 | 0.75
V04319 | Transition "Y" Shaped EPS 4 lbs. Grey | 1 | 81.84 | 40.1 | 772371137059 | 0.65 | 1.6667 | 0.83333 | 0.625
V04321 | Dual Outside Port 8.72" x 8.87" White | 1 | 57.02 | 27.94 | 772371136953 | 0.82 | 0.75 | 0.6875 | 0.33333
V04399 | Insulated Flexible Duct | 1 | 222.16 | 108.86 | 772371141575 | 14.3 | 1.75 | 1.1667 | 2.0833
V04790 | Duct Connector Baffle 8" x 12" | 1 | 14.26 | 6.99 | 772371137981 | 0.3 | 1.0083 | 0.675 | 0.08333
V10338 | Type Z Wire #22/4 x 40 | 1 | 27.54 | 13.49 | 772371137134 | 0.55 | 0.70833 | 0.70833 | 0.08333
V104 | Broan V104 Vibration Dampening Hangers. Fits both Models L2000L and L3500EXL ventilators. Set of four required. | 4 | 29.58 | 14.49 | 026715027002 | 2.2 | 0.4 | 0.39166 | 0.30833
V11001 | Air Flow Collar 6" | 1 | 128.22 | 62.83 | 772371138049 | 2.1 | 0.95833 | 0.825 | 0.9
V11246 | Air Flow Collar 8" | 1 | 131.3 | 64.34 | 772371138025 | 2.3 | 0.95833 | 0.81666 | 0.89583
V11247 | Air Flow Collar 7" | 1 | 127.06 | 62.26 | 772371138056 | 2.3 | 0.95833 | 0.825 | 0.9
V11988 | Balancing Kit 0.5" H20 | 1 | 963.66 | 472.19 | 772371137004 | 10.6 | 1.6875 | 0.6875 | 0.77083
V12228 | Pressure Guage 0.5" of W. | 1 | 575.54 | 282.01 | 772371139053 | 2.45 | 0.77916 | 0.775 | 0.48333
V13940 | Optional Outside Port Kit | 1 | 189.08 | 92.65 | 772371138834 | 2 | 0.975 | 0.81666 | 0.91666
V14371 | Outside Port Top Screen 3.8" x 7" | 1 | 5.44 | 2.67 | 772371136922 | 0.25 | 0.69166 | 0.525 | 0.3875
V14373 | Outside Port Bottom Screen 3.8" x 8" | 1 | 5.6 | 2.74 | 772371136946 | 0.25 | 0.70833 | 0.525 | 0.4
V14695 | Tandem Kit with Metal Hood | 1 | 375.2 | 183.85 | 772371137011 | 12.1 | 1.7333 | 1.3083 | 0.98333
V1607100 | Hood Kit (Set 2) | 0 | 151.54 | 74.25 | 772371136885 | 5.6 | 1.3167 | 0.775 | 1.2333
V18222 | Balancing Kit 0.5" x 1" H20 | 1 | 1094.14 | 536.13 | 772371138889 | 9.9 | 1.6917 | 0.67916 | 0.76666
V18223 | Pressure Gauge 1" of Water | 1 | 583.5 | 285.92 | 772371138896 | 2.3 | 0.75833 | 0.75833 | 0.48333
V21030 | Optional Filters Merv 7 IL | 1 | 24.52 | 12.01 | 772371137073 | 0.45 | 0.775 | 0.775 | 0.47916
V21996 | Opt. Hepa Filter HRV200TE HRV250TE ERV250TE | 1 | 125.52 | 61.5 | 026715252008 | 1.45 | 1.525 | 1.025 | 0.39583
V24285 | Optional Filter Merv13 For Air Exchanger | 60 | 81.94 | 32.71 | 026715264865 | 0.32 | 0.85 | 0.75833 | 0.09166
V61239 | Optional Kit Hardware Venmar-Vanee IL | 1 | 65.72 | 32.2 | 772371139008 | 0.85 | 0.6 | 0.56666 | 0.21666
V63342 | Filter Opt Mef 6LC-12LC | 1 | 37.36 | 18.31 | 772371137141 | 1.3 | 1.5 | 1.0167 | 0.40833
VACCWMK | WALL BRACKET KIT IK | 1 | 86.72 | 42.49 | 772371137219 | 1.5 | 2.0667 | 0.19166 | 0.18333
VAUTOW | Fresh Air Systems, AI Series, Wall Control, Speed Selector, 20-40-60 Timer | 60 | 109.1 | 43.46 | 026715264827 | 0.25 | 0.425 | 0.3 | 0.175
VB20W | 20-Minute Push Button Timer | 1 | 39.22 | 19.22 | 026715102822 | 0.25 | 0.64583 | 0.52916 | 0.1875
VB60W | Wall control with timer for ERV and HRV units | 1 | 56.92 | 27.89 | 026715243174 | 0.2 | 0.41666 | 0.27083 | 0.08333
VBATHBTW | Fresh Air Systems, AI Series, Deluxe Wall Control, 20-40-60 Timer | 60 | 91.84 | 36.62 | 026715264810 | 0.25 | 0.425 | 0.3 | 0.175
VBATHW | Fresh Air Systems, AI Series, Wall Control, 20-40-60 Timer | 60 | 49.06 | 19.53 | 026715264803 | 0.25 | 0.425 | 0.3 | 0.175
VT10W | Wall control with dehumidistat for ERV and HRV units | 1 | 365.42 | 179.06 | 026715243167 | 0.55 | 0.4375 | 0.4375 | 0.16666
VT11W | Fresh-In Control On/Off | 1 | 37.72 | 18.45 | 026715255566 | 0.35 | 0.6375 | 0.52083 | 0.19166
VT1W | Central Control w/Dehumidistat, Off-low-high rocker switch. Low Voltage | 1 | 75.74 | 37.11 | 026715102839 | 0.7 | 0.2 | 0.525 | 0.66666
VT4W | Broan VT4W Off/Low/High Speed/Intermittent 20 min./hour Wall Control, | 1 | 105.26 | 51.58 | 026715170418 | 0.3 | 0.52083 | 0.2 | 0.66666
VT6W | Air Supply Speed and Humidity wall control for ERV and HRV units | 1 | 70.74 | 34.66 | 026715243129 | 0.55 | 0.4375 | 0.4375 | 0.16666
VT7W | Broan VT7W Automatic/Manual Wall Control | 1 | 207.86 | 101.85 | 026715243136 | 0.3 | 0.41666 | 0.29583 | 0.13333
VT8W | Broan VT8W Programable Wall Control | 1 | 336.86 | 165.06 | 772371135536 | 0.5 | 0.375 | 0.35833 | 0.13333
VT9W | HE Series Wall Control | 1 | 257.64 | 126.24 | 772371135031 | 0.22 | 0.3 | 0.13333 | 0.43333
VTDEHUMW | Fresh Air Systems, AI Series, Wall Control, Dehumidistat | 60 | 73.86 | 48.83 | 026715264841 | 0.25 | 0.425 | 0.3 | 0.175
VTSPEEDW | Fresh Air Systems, AI Series, Wall Control, Speed Selector | 60 | 109.1 | 43.46 | 026715264834 | 0.25 | 0.425 | 0.3 | 0.175
VTTOUCHW | Advanced Touchscreen Control | 100 | 245.34 | 97.66 | 026715264858 | 0.31 | 0.5 | 0.27083 | 0.08333
VTYIK1 | Broan Tandem Transition Kit | 1 | 155.42 | 76.16 | 772371137226 | 4.55 | 2.0833 | 1.5833 | 0.70833
VVLED | SurfaceshieldTM Anti-Bacterial LED Module | 1 | 198.9 | 81.56 | 026715261864 | 0.5 | 0.73333 | 0.27083 | 0.20833
VX3918 | Eight-Gallon Vacuum Bags for Central Vacuums, Set of 3 | 6 | 92.18 | 45.18 | 784891776700 | 0.88 | 0.89583 | 0.6 | 0.1875
VX3918STD | Eight-Gallon Vacuum Bags for Central Vacuums, Set of 3 | 12 | 23.52 | 11.51 | 784891776717 | 0.77 | 0.9375 | 0.5 | 0.1875
WC638 | Wall Cap for use with Range Hoods | 1 | 116.56 | 57.11 | 026715172122 | 3.3 | 1.3833 | 0.89166 | 0.55833
WC650 | 4-Inch Wall Cap for 4-Inch round duct. Includes 4-Inch diameter metal duct connector and four mounting screws | 4 | 26 | 12.74 | 026715180233 | 2 | 1.2083 | 1.15 | 0.20833
WVK2A | Broan-NuTone Wall Vent Kit, 3" or 4" Round Duct | 1 | 43.3 | 19.44 | 026715180240 | 1.1 | 0.88333 | 0.59166 | 0.59166
XB000H | Broan ULTRA GREEN Series Ventilation Fan housing pack for use with XB110F, ENERGY STAR Certified | 4 | 104.22 | 51.07 | 026715257607 | 27.5 | 2.6042 | 1.1875 | 1.6875
XB00H | Broan ULTRA GREEN Series Ventilation Fan housing pack, ENERGY STAR Certified | 4 | 104.22 | 51.07 | 026715259052 | 28.4 | 2.6042 | 1.1875 | 1.6875
XB110 | Broan ULTRA GREEN Series 110 CFM Ventilation Fan, <0.3 Sones; Recognized as ENERGY STAR Most Efficient 2019 | 1 | 373.44 | 144.45 | 026715201150 | 12.2 | 1.2417 | 1.1667 | 0.96666
XB110F | Broan ULTRA GREEN Series 110 CFM Ventilation fan Finish Pack, <0.3 sones, ENERGY STAR Certified | 4 | 199.02 | 93.38 | 026715257638 | 27.2 | 2.775 | 1.1667 | 1.1792
XB110H | Broan ULTRA GREEN 110 CFM Humidity Sensing Ventilation Fan, <0.3 Sones; ENERGY STAR Certified | 1 | 501 | 192.58 | 026715202874 | 12.3 | 1.25 | 1.15 | 0.95833
XB110HL1 | Broan ULTRA GREEN Series 110 CFM Humidity Sensing Multi-Speed Ventilation Fan/LED Light, <0.3 Sones; Recognized as ENERGY STAR Most Efficient 2019 | 1 | 648.6 | 257.09 | 026715252534 | 13.6 | 1.2333 | 1.15 | 0.95833
XB110L1 | Broan ULTRA GREEN Series 110 CFM Ventilation Fan/LED Light, <0.3 Sones; Recognized as ENERGY STAR Most Efficient 2019 | 1 | 515.9 | 204.97 | 026715252510 | 13.15 | 1.2333 | 1.15 | 0.95833
XB50 | Broan ULTRA GREEN Series 50 CFM Ventilation Fan, <0.3 Sones; Recognized as ENERGY STAR Most Efficient 2019 | 1 | 327.98 | 128.55 | 026715201198 | 12.5 | 1.2333 | 1.15 | 0.95833
XB50F | Broan ULTRA GREEN Series 50 CFM Ventilation fan Finish Pack, <0.3 sones, ENERGY STAR Certified | 4 | 162.68 | 77.48 | 026715257614 | 27.6 | 2.775 | 1.1875 | 1.1875
XB50L1 | Broan ULTRA GREEN Series 50 CFM Ventilation Fan LED Light, <0.3 Sones; Recognized as ENERGY STAR Most Efficient 2019 | 1 | 463.12 | 192.58 | 026715252473 | 13.4 | 1.2333 | 1.15 | 0.95833
XB80 | Broan ULTRA GREEN Series 80 CFM Ventilation Fan, <0.3 Sones; Recognized as ENERGY STAR Most Efficient 2019 | 1 | 339.8 | 141.14 | 026715201174 | 12.1 | 1.2333 | 1.1583 | 0.96666
XB80F | Broan ULTRA GREEN Series 80 CFM Ventilation fan Finish Pack, <0.3 Sones, ENERGY STAR Certified | 4 | 341.54 | 90.07 | 026715257621 | 27.68 | 2.7833 | 1.1667 | 1.2083
XB80L1 | Broan ULTRA GREEN Series 80 CFM Ventilation Fan/LED Light, <0.3 Sones; Recognized as ENERGY STAR Most Efficient 2019 | 1 | 499.34 | 200.76 | 026715252497 | 13.4 | 1.2333 | 1.15 | 0.95833
ZB000H | Broan ULTRA GREEN Series Ventilation Fan housing pack for use with ZB110F, ENERGY STAR Certified | 4 | 124.06 | 60.8 | 026715257645 | 27.5 | 2.625 | 1.1917 | 1.6917
ZB00H | Broan ULTRA GREEN Series Ventilation Fan housing pack for use with ZB80F, ENERGY STAR Certified | 4 | 124.06 | 60.8 | 026715259069 | 28.2 | 2.525 | 1.1833 | 1.6667
ZB110 | Broan ULTRA GREEN Series 110 CFM Multi-Speed Ventilation Fan, <0.3 Sones; Recognized as ENERGY STAR Most Efficient 2019 | 1 | 418.26 | 160.81 | 026715201075 | 11.9 | 1.25 | 1.1667 | 0.96666
ZB110F | Broan ULTRA GREEN Series 110 CFM Ventilation fan Finish Pack, <0.3 sones, ENERGY STAR Certified | 4 | 205.72 | 100.01 | 026715257669 | 27.2 | 2.7833 | 1.1667 | 1.2083
ZB110H | Broan ULTRA GREEN Series 110 CFM Humidity Sensing Multi-Speed Ventilation Fan with White Grille, <0.3 Sones, ENERGY STAR Certified | 1 | 555.92 | 224.84 | 026715202867 | 12.4 | 1.2333 | 1.15 | 0.94166
ZB110HL1 | Broan ULTRA GREEN Series 110 CFM Humidity Sensing Multi-Speed Ventilation Fan, <0.3 Sones; Recognized as ENERGY STAR Most Efficient 2019 | 1 | 706.88 | 281.17 | 026715252619 | 13.55 | 1.2333 | 1.15 | 0.95833
ZB110L1 | Broan ULTRA GREEN Series 110 CFM Multi-Speed Ventilation Fan/LED Light, <0.3 Sones; Recognized as ENERGY STAR Most Efficient 2019 | 1 | 563.3 | 224.84 | 026715252596 | 13.1 | 1.2333 | 1.15 | 0.95833
ZB110M | Broan ULTRA GREEN Series 110 CFM Motion Sensing Multi-Speed Ventilation Fan with White Grille, <0.3 Sones; Recognized as the Most Efficient of ENERGY STAR 2019 | 1 | 475.28 | 192.58 | 026715202881 | 12.3 | 1.225 | 1.1417 | 0.95
ZB110ML1 | Broan ULTRA GREEN Series 110 CFM Motion Sensing Multi-Speed Ventilation Fan/ LED Light, <0.3 Sones; Recognized as ENERGY STAR Most Efficient 2019 | 1 | 633.94 | 248.92 | 026715252633 | 13.55 | 1.2333 | 1.15 | 0.95833
ZB80 | Broan ULTRA GREEN Series 80 CFM Multi-Speed Ventilation Fan, with white grille, <0.3 Sones; Recognized as ENERGY STAR Most Efficient 2019 | 1 | 382.68 | 152.63 | 026715201099 | 12 | 1.2333 | 1.15 | 0.98333
ZB80F | Broan ULTRA GREEN Series 80 CFM Ventilation fan Finish Pack, <0.3 sones, ENERGY STAR Certified | 4 | 174.88 | 85.69 | 026715257652 | 27.72 | 2.7833 | 1.1667 | 1.2083
ZB80L1 | Broan ULTRA GREEN Series 80 CFM Multi-Speed Ventilation Fan with LED Light, <0.3 Sones; Recognized as ENERGY STAR Most Efficient 2019 | 1 | 524.78 | 216.65 | 026715252558 | 13.4 | 1.2333 | 1.15 | 0.95833
ZB80M | Broan ULTRA GREEN Series 80 CFM Motion Sensing Multi-Speed Ventilation Fan with White Grille, <0.3 Sones; Recognized as ENERGY STAR Most Efficient 2019 | 1 | 441.9 | 176.69 | 026715202898 | 12.6 | 1.2333 | 1.1583 | 0.95833
ZB80ML1 | Broan ULTRA GREEN Series 80 CFM Motion Sensing Multi-Speed Ventilation Fan/LED Light, <0.3 Sones; Recognized as ENERGY STAR Most Efficient 2019 | 1 | 592.54 | 233.03 | 026715252572 | 13.8 | 1.2333 | 1.15 | 0.95833