## Standard Catalog Items
GREAVES 2022.1 PRICE SCHEDULE Effective January 1, 2022
Orders less than $100 incur a $15 Small Order Fee. Ground freight free to contiguous 48 states.
Catalog | Distrib Net |  | Ctn | Trade List |  | NAED # | 2021
Number | $/ea | Description Category | Qty | $/ea | Mult | 784491 | Cat Page
A10 | 3.1807 | SPLIT BOLT | 50 | 7.9518 | 0.4 | 10400 | 8
A10DB | 5.9545 | MESH BUG DB | 1 | 9.1608 | 0.65 | 10261 | 80
A10SP | 3.8162 | SPLIT BOLT | 50 | 9.5404 | 0.4 | 10420 | 8
A11 | 5.801 | SPLIT BOLT | 25 | 12.891 | 0.45 | 10430 | 8
A11SP | 6.9364 | SPLIT BOLT | 25 | 15.4143 | 0.45 | 10450 | 8
A12 | 7.9732 | SPLIT BOLT | 25 | 17.7182 | 0.45 | 10460 | 8
A12SP | 9.627 | SPLIT BOLT | 25 | 21.3934 | 0.45 | 10480 | 8
A14 | 9.2815 | SPLIT BOLT | 25 | 20.6255 | 0.45 | 10490 | 8
A14SP | 11.7253 | SPLIT BOLT | 25 | 26.0562 | 0.45 | 10510 | 8
A15 | 17.3287 | SPLIT BOLT | 12 | 38.5082 | 0.45 | 10520 | 8
A15SP | 21.2042 | SPLIT BOLT | 12 | 47.1205 | 0.45 | 10540 | 8
A16 | 22.2163 | SPLIT BOLT | 12 | 49.3695 | 0.45 | 10550 | 8
A16SP | 27.9756 | SPLIT BOLT | 12 | 62.168 | 0.45 | 10570 | 8
A17 | 52.1838 | SPLIT BOLT | 3 | 115.964 | 0.45 | 10580 | 8
A17SP | 57.293 | SPLIT BOLT | 3 | 127.3178 | 0.45 | 10600 | 8
A18 | 57.7877 | SPLIT BOLT | 3 | 128.417 | 0.45 | 10610 | 8
A18SP | 75.9987 | SPLIT BOLT | 3 | 168.886 | 0.45 | 10630 | 8
A2 | 1.1735 | SPLIT BOLT | 100 | 2.9337 | 0.4 | 10130 | 8
A2DB | 2.2463 | MESH BUG DB | 1 | 3.4559 | 0.65 | 10131 | 80
A2L | 1.6752 | SPLIT BOLT | 100 | 4.188 | 0.4 | 10140 | 8
A3 | 1.2643 | SPLIT BOLT | 100 | 3.1607 | 0.4 | 10180 | 8
A3DB | 2.4246 | MESH BUG DB | 1 | 3.7301 | 0.65 | 10132 | 80
A3SP | 1.6632 | SPLIT BOLT | 100 | 4.1581 | 0.4 | 10210 | 8
A4 | 1.65 | SPLIT BOLT | 100 | 4.125 | 0.4 | 10220 | 8
A5 | 1.5732 | SPLIT BOLT | 100 | 3.9331 | 0.4 | 10240 | 8
A5DB | 2.9307 | MESH BUG DB | 1 | 4.5087 | 0.65 | 10241 | 80
A5SP | 1.9638 | SPLIT BOLT | 100 | 4.9095 | 0.4 | 10270 | 8
A6 | 2.49 | SPLIT BOLT | 100 | 6.225 | 0.4 | 10280 | 8
A8 | 2.4852 | SPLIT BOLT | 100 | 6.2129 | 0.4 | 10350 | 8
A8DB | 4.6353 | MESH BUG DB | 1 | 7.1312 | 0.65 | 10361 | 80
A8SP | 2.9635 | SPLIT BOLT | 100 | 7.4088 | 0.4 | 10370 | 8
A9 | 2.956 | SPLIT BOLT | 100 | 7.39 | 0.4 | 10380 | 8
A104 | 10.441 | 2-BOLT TAP CONN | 12 | 16.063 | 0.65 | 12100 | 9
A105 | 16.4406 | 2-BOLT TAP CONN | 12 | 25.2932 | 0.65 | 12120 | 9
A106 | 22.1434 | 2-BOLT TAP CONN | 12 | 34.0668 | 0.65 | 12140 | 9
A107 | 28.0794 | 2-BOLT TAP CONN | 6 | 43.199 | 0.65 | 12160 | 9
A108 | 34.3016 | 2-BOLT TAP CONN | 6 | 52.7717 | 0.65 | 12180 | 9
A109 | 44.9228 | 2-BOLT TAP CONN | 3 | 69.112 | 0.65 | 12200 | 9
A110 | 63.4622 | 2-BOLT TAP CONN | 2 | 97.6342 | 0.65 | 12220 | 9
A504 | 9.964 | 2-BOLT TAP CONN | 12 | 15.3292 | 0.65 | 12240 | 9
A505 | 19.7633 | 2-BOLT TAP CONN | 12 | 30.405 | 0.65 | 12260 | 9
A506 | 23.0224 | 2-BOLT TAP CONN | 12 | 35.419 | 0.65 | 12280 | 9
A507 | 36.9623 | 2-BOLT TAP CONN | 6 | 56.865 | 0.65 | 12300 | 9
A508 | 42.7922 | 2-BOLT TAP CONN | 6 | 65.8342 | 0.65 | 12320 | 9
A509 | 66.144 | 2-BOLT TAP CONN | 3 | 101.76 | 0.65 | 12340 | 9
A510 | 87.0154 | 2-BOLT TAP CONN | 2 | 133.8698 | 0.65 | 12360 | 9
A-1000 | 7.993 | AL MECH LUG | 4 | 15.986 | 0.5 | 50200 | 46
A-1000N | 9.3561 | AL MECH LUG | 3 | 18.7121 | 0.5 | 71061 | 46
A-1000N-2 | 16.1955 | AL MECH LUG | 4 | 32.391 | 0.5 | 71063 | 46
A-2/0 | 0.7536 | AL MECH LUG | 50 | 1.5072 | 0.5 | 50110 | 46
A-212 | 0.4736 | AL MECH LUG | 200 | 0.9471 | 0.5 | 50120 | 46
A-250 | 1.819 | AL MECH LUG | 25 | 3.6379 | 0.5 | 50140 | 46
A-250N | 3.4458 | AL MECH LUG | 3 | 6.8915 | 0.5 | 71049 | 46
A-3/0 | 1.3179 | AL MECH LUG | 50 | 2.6357 | 0.5 | 50115 | 46
A-300 | 2.007 | AL MECH LUG | 20 | 4.014 | 0.5 | 50150 | 46
A-350 | 2.4804 | AL MECH LUG | 20 | 4.9608 | 0.5 | 50160 | 46
A-350N | 4.1384 | AL MECH LUG | 3 | 8.2767 | 0.5 | 71050 | 46
A-500 | 3.9135 | AL MECH LUG | 10 | 7.827 | 0.5 | 50170 | 46
A-600 | 4.7293 | AL MECH LUG | 4 | 9.4586 | 0.5 | 50180 | 46
A-600N | 6.5445 | AL MECH LUG | 3 | 13.089 | 0.5 | 71055 | 46
A-600N-2 | 10.5827 | AL MECH LUG | 4 | 21.1653 | 0.5 | 71056 | 46
A-614 | 0.352 | AL MECH LUG | 250 | 0.704 | 0.5 | 50130 | 46
A-800 | 7.6615 | AL MECH LUG | 4 | 15.323 | 0.5 | 50190 | 46
A-800N | 7.7168 | AL MECH LUG | 4 | 15.4336 | 0.5 | 71060 | 46
A-800N-2 | 15.375 | AL MECH LUG | 4 | 30.75 | 0.5 | 71062 | 46
AA-1000 | 14.485 | AL MECH LUG 2-WIRE | 3 | 28.97 | 0.5 | 50260 | 46
AA-1000N | 23.162 | AL MECH LUG 2-WIRE | 3 | 46.324 | 0.5 | 12361 | 47
AA-2/0 | 1.5455 | AL MECH LUG 2-WIRE | 25 | 3.0909 | 0.5 | 50215 | 46
AA-250 | 3.8286 | AL MECH LUG 2-WIRE | 10 | 7.6572 | 0.5 | 50220 | 46
AA-250N | 6.8174 | AL MECH LUG 2-WIRE | 3 | 13.6348 | 0.5 | 71064 | 47
AA-350 | 5.3718 | AL MECH LUG 2-WIRE | 5 | 10.7435 | 0.5 | 50230 | 46
AA-350N | 7.445 | AL MECH LUG 2-WIRE | 3 | 14.8899 | 0.5 | 71065 | 47
AA-600 | 9.11 | AL MECH LUG 2-WIRE | 4 | 18.22 | 0.5 | 50240 | 46
AA-600N | 12.6079 | AL MECH LUG 2-WIRE | 3 | 25.2157 | 0.5 | 71070 | 47
AA-600N-2 | 28.4105 | AL MECH LUG 2-WIRE | 3 | 56.821 | 0.5 | 12371 | 47
AA-800 | 11.902 | AL MECH LUG 2-WIRE | 3 | 23.804 | 0.5 | 50250 | 46
AA-800N | 19.0545 | AL MECH LUG 2-WIRE | 3 | 38.1089 | 0.5 | 71075 | 47
AA-800N-2 | 43.6427 | AL MECH LUG 2-WIRE | 1 | 87.2853 | 0.5 | 12376 | 47
AAA-1000N | 79.0018 | AL MECH LUG 3-WIRE | 2 | 131.6696 | 0.6 | 12380 | 47
AAA-1000N-2 | 92.7483 | AL MECH LUG 3-WIRE | 3 | 154.5805 | 0.6 | 12383 | 47
AAA-2 | 5.6479 | AL MECH LUG 3-WIRE | 5 | 9.4132 | 0.6 | 50270 | 47
AAA-2/0 | 10.5085 | AL MECH LUG 3-WIRE | 5 | 17.5142 | 0.6 | 50273 | 47
AAA-250N | 26.6648 | AL MECH LUG 3-WIRE | 3 | 44.4414 | 0.6 | 12365 | 47
AAA-350N | 41.2466 | AL MECH LUG 3-WIRE | 2 | 68.7443 | 0.6 | 12370 | 47
AAA-600N | 42.7869 | AL MECH LUG 3-WIRE | 3 | 71.3115 | 0.6 | 12372 | 47
AAA-600N-2 | 49.1536 | AL MECH LUG 3-WIRE | 3 | 81.9227 | 0.6 | 12382 | 47
AAA-800N | 58.1217 | AL MECH LUG 3-WIRE | 2 | 96.8695 | 0.6 | 12375 | 47
AAA-800N-2 | 74.5177 | AL MECH LUG 3-WIRE | 3 | 124.1962 | 0.6 | 12377 | 47
AAAA-1000N | 61.9439 | AL MECH LUG 4-WIRE | 2 | 103.2398 | 0.6 | 12399 | 47
AAAA-1000N-2 | 97.5678 | AL MECH LUG 4-WIRE | 1 | 162.613 | 0.6 | 12398 | 47
AAAA-250N | 29.1293 | AL MECH LUG 4-WIRE | 4 | 48.5489 | 0.6 | 12385 | 47
AAAA-350N | 47.8187 | AL MECH LUG 4-WIRE | 4 | 79.6978 | 0.6 | 12390 | 47
AAAA-600N | 49.5986 | AL MECH LUG 4-WIRE | 3 | 82.6643 | 0.6 | 12392 | 47
AAAA-600N-2 | 58.6009 | AL MECH LUG 4-WIRE | 2 | 97.6682 | 0.6 | 12396 | 47
AAAA-800N | 68.9383 | AL MECH LUG 4-WIRE | 2 | 114.8971 | 0.6 | 12395 | 47
AAAA-800N-2 | 89.3048 | AL MECH LUG 4-WIRE | 1 | 148.8414 | 0.6 | 12397 | 47
ABS 10 | 2.7457 | AL MECH SPLICE | 25 | 5.4913 | 0.5 | 12502 | 50
ABS 2 | 1.9768 | AL MECH SPLICE | 25 | 3.9535 | 0.5 | 12501 | 50
ABS 250 | 7.2862 | AL MECH SPLICE | 12 | 14.5723 | 0.5 | 12504 | 50
ABS 350 | 14.8029 | AL MECH SPLICE | 12 | 29.6058 | 0.5 | 12506 | 50
ABS 40 | 5.4182 | AL MECH SPLICE | 25 | 10.8364 | 0.5 | 12503 | 50
ABS 500 | 19.108 | AL MECH SPLICE | 6 | 38.216 | 0.5 | 12507 | 50
ABS 750 | Quoted | AL MECH SPLICE | 3 | Quoted |  | 12508 | 50
AC1000R750 | 89.9288 | AL REDUCING SPLICE | 1 | 123.1901 | 0.73 | 53107 | 38
AC1/0R2 | 27.801 | AL REDUCING SPLICE | 1 | 38.0836 | 0.73 | 53012 | 38
AC2/0R1 | 29.4409 | AL REDUCING SPLICE | 1 | 40.33 | 0.73 | 53021 | 38
AC250R3/0 | 41.5418 | AL REDUCING SPLICE | 1 | 56.9066 | 0.73 | 53253 | 38
AC300R4/0 | 47.4536 | AL REDUCING SPLICE | 1 | 65.0049 | 0.73 | 53304 | 38
AC30R1/0 | 31.0134 | AL REDUCING SPLICE | 1 | 42.4841 | 0.73 | 53031 | 38
AC350R4/0 | 50.2706 | AL REDUCING SPLICE | 1 | 68.8639 | 0.73 | 53354 | 38
AC400R250 | 58.0986 | AL REDUCING SPLICE | 1 | 79.5871 | 0.73 | 53402 | 38
AC4/0R2/0 | 34.6883 | AL REDUCING SPLICE | 1 | 47.5182 | 0.73 | 53042 | 38
AC500R300 | 57.5952 | AL REDUCING SPLICE | 1 | 78.8975 | 0.73 | 53530 | 38
AC500R350 | 55.9974 | AL REDUCING SPLICE | 1 | 76.7087 | 0.73 | 53535 | 38
AC600R350 | 60.9672 | AL REDUCING SPLICE | 1 | 83.5167 | 0.73 | 53635 | 38
AC750R500 | 63.0527 | AL REDUCING SPLICE | 1 | 86.3736 | 0.73 | 53750 | 38
AL100058 | 27.8144 | AL COMP LUG | 1 | 55.6288 | 0.5 | 50450 | 39
AL1000N | 32.1451 | AL COMPR LUG NEMA | 1 | 64.2901 | 0.5 | 50478 | 40
AL1038 | 5.3795 | AL COMP LUG | 24 | 10.759 | 0.5 | 50406 | 39
AL1048 | 5.3795 | AL COMP LUG | 24 | 10.759 | 0.5 | 50408 | 39
AL10N | 5.3636 | AL COMPR LUG NEMA | 12 | 10.7272 | 0.5 | 50454 | 40
AL114 | 5.035 | AL COMP LUG | 24 | 10.07 | 0.5 | 50405 | 39
AL2038 | 6.0685 | AL COMP LUG | 12 | 12.137 | 0.5 | 50410 | 39
AL2048 | 6.0685 | AL COMP LUG | 12 | 12.137 | 0.5 | 50412 | 39
AL20N | 6.3907 | AL COMPR LUG NEMA | 12 | 12.7813 | 0.5 | 50456 | 40
AL214 | 4.4096 | AL COMP LUG | 24 | 8.8192 | 0.5 | 50404 | 39
AL238 | 4.4096 | AL COMP LUG | 24 | 8.8192 | 0.5 | 50409 | 39
AL25048 | 7.4878 | AL COMP LUG | 12 | 14.9755 | 0.5 | 50422 | 39
AL250N | 8.6946 | AL COMPR LUG NEMA | 12 | 17.3891 | 0.5 | 50462 | 40
AL30048 | 8.4203 | AL COMP LUG | 6 | 16.8405 | 0.5 | 50424 | 39
AL300N | 9.0511 | AL COMPR LUG NEMA | 6 | 18.1022 | 0.5 | 50464 | 40
AL3038 | 6.5455 | AL COMP LUG | 12 | 13.091 | 0.5 | 50414 | 39
AL3048 | 6.5455 | AL COMP LUG | 12 | 13.091 | 0.5 | 50416 | 39
AL30N | 7.155 | AL COMPR LUG NEMA | 12 | 14.31 | 0.5 | 50458 | 40
AL35048 | 8.9962 | AL COMP LUG | 6 | 17.9924 | 0.5 | 50426 | 39
AL350N | 9.5082 | AL COMPR LUG NEMA | 6 | 19.0164 | 0.5 | 50466 | 40
AL40048 | 13.2765 | AL COMP LUG | 6 | 26.553 | 0.5 | 50428 | 39
AL400N | 13.6315 | AL COMPR LUG NEMA | 6 | 27.263 | 0.5 | 50468 | 40
AL4038 | 7.2135 | AL COMP LUG | 12 | 14.4269 | 0.5 | 50418 | 39
AL4048 | 7.2135 | AL COMP LUG | 12 | 14.4269 | 0.5 | 50420 | 39
AL40N | 8.215 | AL COMPR LUG NEMA | 12 | 16.43 | 0.5 | 50460 | 40
AL414 | 3.7206 | AL COMP LUG | 24 | 7.4412 | 0.5 | 50402 | 39
AL438 | 3.7206 | AL COMP LUG | 24 | 7.4412 | 0.5 | 50403 | 39
AL50048 | 15.8152 | AL COMP LUG | 6 | 31.6304 | 0.5 | 50432 | 39
AL50058 | 15.8152 | AL COMP LUG | 6 | 31.6304 | 0.5 | 50434 | 39
AL500N | 16.748 | AL COMPR LUG NEMA | 6 | 33.496 | 0.5 | 50470 | 40
AL60048 | 18.4588 | AL COMP LUG | 3 | 36.9175 | 0.5 | 50436 | 39
AL60058 | 18.4588 | AL COMP LUG | 3 | 36.9175 | 0.5 | 50438 | 39
AL600N | 19.8027 | AL COMPR LUG NEMA | 3 | 39.6053 | 0.5 | 50472 | 40
AL614 | 3.6676 | AL COMP LUG | 24 | 7.3352 | 0.5 | 50400 | 39
AL75048 | 19.7753 | AL COMP LUG | 3 | 39.5505 | 0.5 | 50442 | 39
AL75058 | 19.7753 | AL COMP LUG | 3 | 39.5505 | 0.5 | 50444 | 39
AL750N | 20.269 | AL COMPR LUG NEMA | 3 | 40.5379 | 0.5 | 50474 | 40
AL814 | 3.3814 | AL COMP LUG | 24 | 6.7628 | 0.5 | 50401 | 39
ALCL1/0A2N | Quoted | AL COMPR LUG | 1 | Quoted |  | 49120 | 99
ALCL1/0A4N | Quoted | AL COMPR LUG | 1 | Quoted |  | 49140 | 99
ALCL1033A44N | Quoted | AL COMPR LUG | 1 | Quoted |  | 49134 | 99
ALCL1200A44N | Quoted | AL COMPR LUG | 1 | Quoted |  | 49124 | 99
ALCL1400A44N | Quoted | AL COMPR LUG | 1 | Quoted |  | 49144 | 99
ALCL1590A4N | Quoted | AL COMPR LUG | 1 | Quoted |  | 49154 | 99
ALCL1750A4N | Quoted | AL COMPR LUG | 1 | Quoted |  | 49174 | 99
ALCL2/0A2N | Quoted | AL COMPR LUG | 1 | Quoted |  | 49202 | 99
ALCL2/0A4N | Quoted | AL COMPR LUG | 1 | Quoted |  | 49204 | 99
ALCL226A2N | Quoted | AL COMPR LUG | 1 | Quoted |  | 49262 | 99
ALCL226A4N | Quoted | AL COMPR LUG | 1 | Quoted |  | 49264 | 99
ALCL2A2N | Quoted | AL COMPR LUG | 1 | Quoted |  | 49220 | 99
ALCL3/0A2N | Quoted | AL COMPR LUG | 1 | Quoted |  | 49302 | 99
ALCL3/0A4N | Quoted | AL COMPR LUG | 1 | Quoted |  | 49304 | 99
ALCL3000A44N | Quoted | AL COMPR LUG | 1 | Quoted |  | 49344 | 99
ALCL336A4N | Quoted | AL COMPR LUG | 1 | Quoted |  | 49364 | 99
ALCL3500A44N | Quoted | AL COMPR LUG | 1 | Quoted |  | 49354 | 99
ALCL397A4N | Quoted | AL COMPR LUG | 1 | Quoted |  | 49374 | 99
ALCL4/0A2N | Quoted | AL COMPR LUG | 1 | Quoted |  | 49402 | 99
ALCL4/0A4N | Quoted | AL COMPR LUG | 1 | Quoted |  | 49404 | 99
ALCL700A44N | Quoted | AL COMPR LUG | 1 | Quoted |  | 49744 | 99
ALCL800A44N | Quoted | AL COMPR LUG | 1 | Quoted |  | 49844 | 99
ALCL900A44N | Quoted | AL COMPR LUG | 1 | Quoted |  | 49944 | 99
ANB20-3-3 | 6.5042 | AL NEUTRAL BAR | 25 | 10.0065 | 0.65 | 26132 | 58
ANB20-6-2 | 8.603 | AL NEUTRAL BAR | 25 | 13.2354 | 0.65 | 26133 | 58
ANB2-10-3 | 4.0034 | AL NEUTRAL BAR | 50 | 6.159 | 0.65 | 26121 | 58
ANB4-10-2 | 2.6499 | AL NEUTRAL BAR | 50 | 4.0768 | 0.65 | 26111 | 58
ANB4-12-2 | 3.0296 | AL NEUTRAL BAR | 50 | 4.6609 | 0.65 | 26112 | 58
ANB4-15-2 | 3.6897 | AL NEUTRAL BAR | 50 | 5.6764 | 0.65 | 26115 | 58
ANB4-190 | Quoted | AL NEUTRAL BAR | 10 | Quoted |  | 26100 | 58
ANB4-20-2 | 4.7302 | AL NEUTRAL BAR | 50 | 7.2772 | 0.65 | 26116 | 58
ANB4-4-1 | 1.2044 | AL NEUTRAL BAR | 100 | 1.8529 | 0.65 | 26102 | 58
ANB4-4-3 | 1.3935 | AL NEUTRAL BAR | 100 | 2.1439 | 0.65 | 26103 | 58
ANB4-5-2 | 1.7238 | AL NEUTRAL BAR | 100 | 2.652 | 0.65 | 26105 | 58
ANB4-6-1 | 2.7301 | AL NEUTRAL BAR | 100 | 4.2001 | 0.65 | 26107 | 58
ANB4-6-3 | 1.8534 | AL NEUTRAL BAR | 100 | 2.8514 | 0.65 | 26108 | 58
ANB4-7-3 | 2.0484 | AL NEUTRAL BAR | 100 | 3.1514 | 0.65 | 26109 | 58
ANB4-9-2 | 3.3157 | AL NEUTRAL BAR | 50 | 5.101 | 0.65 | 26110 | 58
AQ2-300 | 8.8655 | AL PANELBOARD | 3 | 14.7758 | 0.6 | 12400 | 48
AQ2-600 | 29.4032 | AL PANELBOARD | 3 | 49.0053 | 0.6 | 12405 | 48
AQ2-750 | 31.5901 | AL PANELBOARD | 4 | 52.6502 | 0.6 | 12406 | 48
AQ2-750N | 43.9092 | AL LUG NEMA | 4 | 73.182 | 0.6 | 12407 | 48
AQ2-800 | 32.0047 | AL PANELBOARD | 4 | 53.3411 | 0.6 | 12410 | 48
AQ3-600 | 31.765 | AL PANELBOARD | 3 | 52.9417 | 0.6 | 12415 | 48
AQ3-800 | 39.0217 | AL PANELBOARD | 4 | 65.0361 | 0.6 | 12420 | 48
AQ4-600 | 36.9679 | AL PANELBOARD | 4 | 61.6131 | 0.6 | 12425 | 48
AQ4-750N | 57.3126 | AL LUG NEMA | 2 | 95.521 | 0.6 | 12428 | 48
AQ4-800 | 41.8285 | AL PANELBOARD | 4 | 69.7141 | 0.6 | 12430 | 48
AQ6-500-2 | 51.6181 | AL PANELBOARD | 3 | 86.0302 | 0.6 | 12452 | 48
AQ6-750-2 | 58.7378 | AL PANELBOARD | 3 | 97.8964 | 0.6 | 12472 | 48
AQ6-750-4N | 65.0019 | AL LUG NEMA | 2 | 108.3365 | 0.6 | 12474 | 48
ASC1000-K | 57.1029 | AL SPLICE KIT | 1 | 78.2232 | 0.73 | 80175 | 68
ASC1000T | 31.1746 | AL COMPR SPLICE | 1 | 62.3492 | 0.5 | 50332 | 39
ASC10-K | 13.663 | AL SPLICE KIT | 1 | 18.7165 | 0.73 | 80120 | 68
ASC10T | 6.0067 | AL COMPR SPLICE | 24 | 12.0133 | 0.5 | 50308 | 39
ASC1-K | 11.9412 | AL SPLICE KIT | 1 | 16.3578 | 0.73 | 80115 | 68
ASC1T | 4.7839 | AL COMPR SPLICE | 24 | 9.5678 | 0.5 | 50306 | 39
ASC20-K | 14.7603 | AL SPLICE KIT | 1 | 20.2196 | 0.73 | 80125 | 68
ASC20T | 6.3907 | AL COMPR SPLICE | 12 | 12.7813 | 0.5 | 50310 | 39
ASC250-K | 18.3723 | AL SPLICE KIT | 1 | 25.1675 | 0.73 | 80140 | 68
ASC250T | 8.957 | AL COMPR SPLICE | 12 | 17.914 | 0.5 | 50316 | 39
ASC2-K | 11.7296 | AL SPLICE KIT | 1 | 16.068 | 0.73 | 80110 | 68
ASC2T | 3.5173 | AL COMPR SPLICE | 24 | 7.0346 | 0.5 | 50304 | 39
ASC300-K | 19.974 | AL SPLICE KIT | 1 | 27.3617 | 0.73 | 80145 | 68
ASC300T | 9.699 | AL COMPR SPLICE | 6 | 19.398 | 0.5 | 50318 | 39
ASC30-K | 15.393 | AL SPLICE KIT | 1 | 21.0863 | 0.73 | 80130 | 68
ASC30T | 6.943 | AL COMPR SPLICE | 12 | 13.886 | 0.5 | 50312 | 39
ASC350-K | 21.2315 | AL SPLICE KIT | 1 | 29.0842 | 0.73 | 80150 | 68
ASC350T | 9.1334 | AL COMPR SPLICE | 6 | 18.2668 | 0.5 | 50320 | 39
ASC400-K | 26.5333 | AL SPLICE KIT | 1 | 36.347 | 0.73 | 80155 | 68
ASC400T | 12.0407 | AL COMPR SPLICE | 6 | 24.0814 | 0.5 | 50324 | 39
ASC40-K | 16.314 | AL SPLICE KIT | 1 | 22.348 | 0.73 | 80135 | 68
ASC40T | 7.9815 | AL COMPR SPLICE | 12 | 15.9629 | 0.5 | 50314 | 39
ASC4-K | 11.7296 | AL SPLICE KIT | 1 | 16.068 | 0.73 | 80100 | 68
ASC4T | 3.1588 | AL COMPR SPLICE | 24 | 6.3176 | 0.5 | 50302 | 39
ASC500-K | 48.8611 | AL SPLICE KIT | 1 | 66.933 | 0.73 | 80160 | 68
ASC500T | 14.9206 | AL COMPR SPLICE | 6 | 29.8411 | 0.5 | 50326 | 39
ASC600-K | 60.3688 | AL SPLICE KIT | 1 | 82.697 | 0.73 | 80165 | 68
ASC600T | 19.875 | AL COMPR SPLICE | 6 | 39.75 | 0.5 | 50328 | 39
ASC6T | 2.9892 | AL COMPR SPLICE | 24 | 5.9784 | 0.5 | 50300 | 39
ASC750-K | 50.9248 | AL SPLICE KIT | 1 | 69.76 | 0.73 | 80170 | 68
ASC750T | 22.5454 | AL COMPR SPLICE | 3 | 45.0908 | 0.5 | 50330 | 39
ASL10N | 10.0111 | AL STACKING LUG | 1 | 13.7138 | 0.73 | 60725 | 40
ASL20N | 12.4938 | AL STACKING LUG | 1 | 17.1148 | 0.73 | 60730 | 40
ASL250N | 18.5405 | AL STACKING LUG | 1 | 25.3979 | 0.73 | 60745 | 40
ASL300N | 18.8207 | AL STACKING LUG | 1 | 25.7818 | 0.73 | 60750 | 40
ASL30N | 17.1389 | AL STACKING LUG | 1 | 23.4779 | 0.73 | 60735 | 40
ASL350N | 21.6639 | AL STACKING LUG | 1 | 29.6766 | 0.73 | 60755 | 40
ASL400N | 31.2745 | AL STACKING LUG | 1 | 42.8418 | 0.73 | 60760 | 40
ASL40N | 18.4203 | AL STACKING LUG | 1 | 25.2333 | 0.73 | 60740 | 40
ASL500N | 37.4013 | AL STACKING LUG | 1 | 51.2346 | 0.73 | 60765 | 40
ASL600N | 39.003 | AL STACKING LUG | 1 | 53.4288 | 0.73 | 60770 | 40
ASL750N | 43.7683 | AL STACKING LUG | 1 | 59.9566 | 0.73 | 60775 | 40
B10 | 0.0882 | BUTT SPLICE | 50 | 0.196 | 0.45 | 70002 | 15
B10HT | 0.1689 | BUTT SPL HIGH TEMP | 50 | 0.3378 | 0.5 | 16894 | 18
B10N | 0.1941 | BUTT SPLICE | 50 | 0.4313 | 0.45 | 70022 | 15
B10R14 | 0.3343 | SPLICE-REDUCER | 50 | 0.7428 | 0.45 | 54020 | 15
B10R14V | 0.4082 | SPLICE-REDUCER | 100 | 0.9071 | 0.45 | 70040 | 15
B10S | 0.1818 | BUTT SPLICE | 50 | 0.4039 | 0.45 | 70004 | 15
B10V | 0.1212 | BUTT SPLICE | 50 | 0.2694 | 0.45 | 70012 | 15
B14 | 0.0683 | BUTT SPLICE | 100 | 0.1518 | 0.45 | 70001 | 15
B14HT | 0.1466 | BUTT SPL HIGH TEMP | 50 | 0.2932 | 0.5 | 16893 | 18
B14N | 0.1386 | BUTT SPLICE | 100 | 0.3081 | 0.45 | 70021 | 15
B14R18 | 0.2249 | SPLICE-REDUCER | 100 | 0.4997 | 0.45 | 54010 | 15
B14R18V | 0.2722 | SPLICE-REDUCER | 100 | 0.6048 | 0.45 | 70041 | 15
B14V | 0.0873 | BUTT SPLICE | 100 | 0.194 | 0.45 | 70011 | 15
B18 | 0.0554 | BUTT SPLICE | 100 | 0.1232 | 0.45 | 70000 | 15
B18N | 0.1217 | BUTT SPLICE | 100 | 0.2704 | 0.45 | 70020 | 15
B18V | 0.0755 | BUTT SPLICE | 100 | 0.1677 | 0.45 | 70010 | 15
B6R8 | 0.9242 | SPLICE-REDUCER | 25 | 2.0538 | 0.45 | 54040 | 15
B6R8V | 1.2015 | SPLICE-REDUCER | 25 | 2.6699 | 0.45 | 70042 | 15
B8 | 0.4189 | BUTT SPLICE | 25 | 0.9309 | 0.45 | 70003 | 15
B8R10 | 0.4791 | SPLICE-REDUCER | 50 | 1.0646 | 0.45 | 54030 | 15
B8R10V | 0.688 | SPLICE-REDUCER | 50 | 1.5289 | 0.45 | 70043 | 15
B8V | 0.5181 | BUTT SPLICE | 25 | 1.1513 | 0.45 | 70013 | 15
BL10 | 9.6642 | BUGLUG LAY-IN | 25 | 14.868 | 0.65 | 70865 | 80
BL2 | 6.8393 | BUGLUG LAY-IN | 50 | 10.522 | 0.65 | 70860 | 80
BL4 | 5.267 | BUGLUG LAY-IN | 50 | 8.103 | 0.65 | 70855 | 80
BL6 | 3.7603 | BUGLUG LAY-IN | 50 | 5.785 | 0.65 | 70850 | 80
BLOX-1G | 67.9398 | OXIDE INHIBITOR | 1 | 104.5227 | 0.65 | 13982 | 45
BLOX-8 | 5.7201 | OXIDE INHIBITOR | 12 | 8.8002 | 0.65 | 13980 | 45
BLZNG-8 | 7.1224 | OXIDE INHIBITOR | 12 | 10.9576 | 0.65 | 13990 | 45
BS1-10 | 25.4448 | BOND STUD | 10 | 36.3497 | 0.7 | 70760 | 97
BS1-10-L | 30.5337 | BOND STUD - LONG | 10 | 43.6196 | 0.7 | 70762 | 97
BS1-2 | 19.1801 | BOND STUD | 25 | 27.4001 | 0.7 | 70755 | 97
BS1-2-L | 23.0161 | BOND STUD - LONG | 25 | 32.8801 | 0.7 | 70757 | 97
BS1-20 | 35.1021 | BOND STUD | 10 | 50.1459 | 0.7 | 70765 | 97
BS1-20-L | 36.7802 | BOND STUD - LONG | 10 | 52.5431 | 0.7 | 70767 | 97
BS1-3 | 18.0941 | BOND STUD | 25 | 25.8487 | 0.7 | 70750 | 97
BS1-3-L | 21.7129 | BOND STUD - LONG | 25 | 31.0184 | 0.7 | 70752 | 97
BS1-40 | 57.428 | BOND STUD | 5 | 82.04 | 0.7 | 70775 | 97
BS1-40-L | 64.6863 | BOND STUD - LONG | 5 | 92.409 | 0.7 | 70777 | 97
BS1-5 | 16.6474 | BOND STUD | 25 | 23.782 | 0.7 | 70745 | 97
BS1-5-L | 17.4693 | BOND STUD - LONG | 25 | 24.9562 | 0.7 | 70747 | 97
BS1-7 | 14.495 | BOND STUD | 25 | 20.7071 | 0.7 | 70740 | 97
BS1-7-L | 17.394 | BOND STUD - LONG | 25 | 24.8485 | 0.7 | 70742 | 97
BS2-10 | 27.4283 | BOND STUD | 10 | 39.1833 | 0.7 | 70800 | 97
BS2-10-L | 32.914 | BOND STUD - LONG | 10 | 47.02 | 0.7 | 70802 | 97
BS2-2 | 21.4809 | BOND STUD | 25 | 30.687 | 0.7 | 70795 | 97
BS2-2-L | 25.6225 | BOND STUD - LONG | 25 | 36.6036 | 0.7 | 70797 | 97
BS2-20 | 36.7984 | BOND STUD | 10 | 52.5692 | 0.7 | 70805 | 97
BS2-20-L | 44.1581 | BOND STUD - LONG | 10 | 63.083 | 0.7 | 70807 | 97
BS2-3 | 20.7866 | BOND STUD | 25 | 29.6952 | 0.7 | 70790 | 97
BS2-3-L | 24.9439 | BOND STUD - LONG | 25 | 35.6342 | 0.7 | 70792 | 97
BS2-40 | 58.5275 | BOND STUD | 5 | 83.6107 | 0.7 | 70815 | 97
BS2-40-L | 70.233 | BOND STUD - LONG | 5 | 100.3328 | 0.7 | 70817 | 97
BS2-5 | 19.0029 | BOND STUD | 25 | 27.147 | 0.7 | 70785 | 97
BS2-5-L | 21.3898 | BOND STUD - LONG | 25 | 30.5568 | 0.7 | 70787 | 97
BS2-7 | 16.4785 | BOND STUD | 25 | 23.5407 | 0.7 | 70780 | 97
BS2-7-L | 19.7742 | BOND STUD - LONG | 25 | 28.2489 | 0.7 | 70782 | 97
BTL-0 | 1.1849 | AL LAY-IN GND LUG | 50 | 2.3697 | 0.5 | 13805 | 96
BTL-000 | 2.67 | AL LAY-IN GND LUG | 50 | 5.34 | 0.5 | 13810 | 96
BTL-250 | 3.3505 | AL LAY-IN GND LUG | 25 | 6.701 | 0.5 | 13815 | 96
BTL-4 | 0.7669 | AL LAY-IN GND LUG | 100 | 1.5337 | 0.5 | 13800 | 96
BTL-414-DB | 3.065 | CU LAY-IN GND LUG DB | 50 | 4.1986 | 0.73 | 27205 | 80
BTL-414-DB-P | 3.68 | CU LAY-IN GND LUG DB | 50 | 5.0411 | 0.73 | 27206 | 80
BTL-4-DB | 2.4515 | CU LAY-IN GND LUG DB | 50 | 3.3582 | 0.73 | 27201 | 80
BTL-4-DB-P | 2.9417 | CU LAY-IN GND LUG DB | 50 | 4.0297 | 0.73 | 27202 | 80
C100 | 20.7018 | UBOLT CLAMP 1-CABLE | 1 | 34.503 | 0.6 | 25000 | 88
C101 | 23.6772 | UBOLT CLAMP 1-CABLE | 1 | 39.462 | 0.6 | 25020 | 88
C102 | 35.449 | UBOLT CLAMP 1-CABLE | 1 | 59.0816 | 0.6 | 25040 | 88
C103 | 36.04 | UBOLT CLAMP 1-CABLE | 1 | 60.0666 | 0.6 | 25060 | 88
C104 | 22.359 | UBOLT CLAMP 1-CABLE | 1 | 37.265 | 0.6 | 25080 | 88
C105 | 38.0328 | UBOLT CLAMP 1-CABLE | 1 | 63.388 | 0.6 | 25100 | 88
C106 | 62.328 | UBOLT CLAMP 1-CABLE | 1 | 103.88 | 0.6 | 25120 | 88
C107 | 26.2992 | UBOLT CLAMP 1-CABLE | 1 | 43.832 | 0.6 | 25140 | 88
C108 | 26.836 | UBOLT CLAMP 1-CABLE | 1 | 44.7266 | 0.6 | 25160 | 88
C109 | 29.3057 | UBOLT CLAMP 1-CABLE | 1 | 48.8429 | 0.6 | 25180 | 88
C110 | 43.7212 | UBOLT CLAMP 1-CABLE | 1 | 72.8686 | 0.6 | 25200 | 88
C113 | 28.2034 | UBOLT CLAMP 1-CABLE | 1 | 47.0056 | 0.6 | 25240 | 88
C114 | 29.5882 | UBOLT CLAMP 1-CABLE | 1 | 49.3136 | 0.6 | 25260 | 88
C115 | 29.9166 | UBOLT CLAMP 1-CABLE | 1 | 49.861 | 0.6 | 25280 | 88
C116 | 87.2598 | UBOLT CLAMP 1-CABLE | 1 | 145.433 | 0.6 | 25300 | 88
C119 | 28.3868 | UBOLT CLAMP 1-CABLE | 1 | 47.3114 | 0.6 | 25340 | 88
C120 | 30.7128 | UBOLT CLAMP 1-CABLE | 1 | 51.188 | 0.6 | 25360 | 88
C121 | 38.2092 | UBOLT CLAMP 1-CABLE | 1 | 63.682 | 0.6 | 25380 | 88
C122 | 66.3984 | UBOLT CLAMP 1-CABLE | 1 | 110.664 | 0.6 | 25400 | 88
C125 | 29.4439 | UBOLT CLAMP 1-CABLE | 1 | 49.0732 | 0.6 | 25440 | 88
C126 | 30.3425 | UBOLT CLAMP 1-CABLE | 1 | 50.5708 | 0.6 | 25460 | 88
C127 | 38.8847 | UBOLT CLAMP 1-CABLE | 1 | 64.8079 | 0.6 | 25480 | 88
C128 | 55.5203 | UBOLT CLAMP 1-CABLE | 1 | 92.5338 | 0.6 | 25500 | 88
C131 | 59.5794 | UBOLT CLAMP 1-CABLE | 1 | 99.299 | 0.6 | 25540 | 88
C132 | 39.3557 | UBOLT CLAMP 1-CABLE | 1 | 65.5928 | 0.6 | 25560 | 88
C133 | 45.491 | UBOLT CLAMP 1-CABLE | 1 | 75.8184 | 0.6 | 71200 | 88
C134 | 69.3288 | UBOLT CLAMP 1-CABLE | 1 | 115.548 | 0.6 | 71205 | 88
C136 | 42.8728 | UBOLT CLAMP 1-CABLE | 1 | 71.4546 | 0.6 | 71215 | 88
C137 | 45.3755 | UBOLT CLAMP 1-CABLE | 1 | 75.6259 | 0.6 | 71220 | 88
C138 | 46.7924 | UBOLT CLAMP 1-CABLE | 1 | 77.9873 | 0.6 | 71225 | 88
C139 | 75.4391 | UBOLT CLAMP 1-CABLE | 1 | 125.7319 | 0.6 | 71230 | 88
C141 | 49.3843 | UBOLT CLAMP 1-CABLE | 1 | 82.3072 | 0.6 | 71240 | 88
C142 | 54.9726 | UBOLT CLAMP 1-CABLE | 1 | 91.621 | 0.6 | 71245 | 88
C143 | 60.3049 | UBOLT CLAMP 1-CABLE | 1 | 100.5081 | 0.6 | 71250 | 88
C144 | 77.9058 | UBOLT CLAMP 1-CABLE | 1 | 129.843 | 0.6 | 71255 | 88
C146 | 55.5012 | UBOLT CLAMP 1-CABLE | 1 | 92.502 | 0.6 | 71265 | 88
C147 | 62.1019 | UBOLT CLAMP 1-CABLE | 1 | 103.5032 | 0.6 | 71270 | 88
C148 | 74.5775 | UBOLT CLAMP 1-CABLE | 1 | 124.2959 | 0.6 | 71275 | 88
C149 | 85.0489 | UBOLT CLAMP 1-CABLE | 1 | 141.7481 | 0.6 | 71280 | 88
C151 | 64.6247 | UBOLT CLAMP 1-CABLE | 1 | 107.7078 | 0.6 | 71290 | 88
C152 | 72.635 | UBOLT CLAMP 1-CABLE | 1 | 121.0584 | 0.6 | 71300 | 88
C153 | 79.6922 | UBOLT CLAMP 1-CABLE | 1 | 132.8203 | 0.6 | 71305 | 88
C154 | 115.9746 | UBOLT CLAMP 1-CABLE | 1 | 193.291 | 0.6 | 71310 | 88
C1 | 3.6555 | CU COMP SPLICE LNG | 50 | 7.311 | 0.5 | 13000 | 22
C10 | 4.0429 | CU COMP SPLICE LNG | 50 | 8.0857 | 0.5 | 13008 | 22
C1000 | 31.8405 | CU COMP SPLICE LNG | 3 | 63.681 | 0.5 | 13030 | 22
C1000-K | 49.9418 | CU SPLICE KIT | 1 | 68.4134 | 0.73 | 80080 | 69
C10DB | 9.9068 | GROUND PRESS SPLICE | 10 | 14.1526 | 0.7 | 34101 | 85
C10K | 11.6775 | CU SPLICE KIT | 1 | 15.9966 | 0.73 | 80025 | 69
C10N | 0.1273 | PIGTAIL SPLICE NYL | 50 | 0.2829 | 0.45 | 70032 | 15
C10-V | 8.0684 | CU HI-VOLTAGE SPLICE | 12 | 11.0526 | 0.73 | 70495 | 28
C10X | 118.8768 | CROSS CONN | 1 | 169.824 | 0.7 | 70730 | 96
C14N | 0.0832 | PIGTAIL SPLICE NYL | 100 | 0.1849 | 0.45 | 70031 | 15
C1-K | 10.4948 | CU SPLICE KIT | 1 | 14.3764 | 0.73 | 80020 | 69
C1-V | 7.6254 | CU HI-VOLTAGE SPLICE | 25 | 10.4457 | 0.73 | 70490 | 28
C2 | 3.0127 | CU COMP SPLICE LNG | 50 | 6.0253 | 0.5 | 13002 | 22
C20 | 4.3643 | CU COMP SPLICE LNG | 25 | 8.7286 | 0.5 | 13010 | 22
C20DB | 10.6979 | GROUND PRESS SPLICE | 10 | 15.2827 | 0.7 | 34201 | 85
C20-K | 12.8064 | CU SPLICE KIT | 1 | 17.543 | 0.73 | 80030 | 69
C20-V | 8.704 | CU HI-VOLTAGE SPLICE | 12 | 11.9233 | 0.73 | 70500 | 28
C20X | 157.0499 | CROSS CONN | 1 | 224.357 | 0.7 | 70735 | 96
C250 | 6.1164 | CU COMP SPLICE LNG | 25 | 12.2327 | 0.5 | 13016 | 22
C250DB | 14.9832 | GROUND PRESS SPLICE | 10 | 21.4045 | 0.7 | 34251 | 85
C250-K | 16.0087 | CU SPLICE KIT | 1 | 21.9297 | 0.73 | 80045 | 69
C250-V | 11.3694 | CU HI-VOLTAGE SPLICE | 12 | 15.5745 | 0.73 | 70515 | 28
C2-K | 9.4453 | CU SPLICE KIT | 1 | 12.9388 | 0.73 | 80015 | 69
C2-V | 6.7166 | CU HI-VOLTAGE SPLICE | 25 | 9.2008 | 0.73 | 70485 | 28
C30 | 5.0697 | CU COMP SPLICE LNG | 25 | 10.1394 | 0.5 | 13012 | 22
C300 | 6.6923 | CU COMP SPLICE LNG | 12 | 13.3846 | 0.5 | 13018 | 22
C300-K | 16.1837 | CU SPLICE KIT | 1 | 22.1694 | 0.73 | 80050 | 69
C30DB | 12.4181 | GROUND PRESS SPLICE | 10 | 17.7402 | 0.7 | 34301 | 85
C30-K | 15.0009 | CU SPLICE KIT | 1 | 20.5492 | 0.73 | 80035 | 69
C30-V | 9.4536 | CU HI-VOLTAGE SPLICE | 12 | 12.9502 | 0.73 | 70505 | 28
C350 | 7.4345 | CU COMP SPLICE LNG | 12 | 14.869 | 0.5 | 13020 | 22
C350DB | 17.4714 | GROUND PRESS SPLICE | 6 | 24.9591 | 0.7 | 34351 | 85
C350-K | 17.0581 | CU SPLICE KIT | 1 | 23.3673 | 0.73 | 80055 | 69
C350-V | 12.8686 | CU HI-VOLTAGE SPLICE | 12 | 17.6282 | 0.73 | 70520 | 28
C373FX | 12.7465 | CU FLEX SPLICE LNG | 1 | 19.61 | 0.65 | 32410 | 32
C3X | 30.528 | CROSS CONN | 12 | 43.6114 | 0.7 | 70710 | 96
C4 | 2.525 | CU COMP SPLICE LNG | 100 | 5.0499 | 0.5 | 13004 | 22
C40 | 5.3215 | CU COMP SPLICE LNG | 25 | 10.6429 | 0.5 | 13014 | 22
C400 | 8.6671 | CU COMP SPLICE LNG | 6 | 17.3342 | 0.5 | 13022 | 22
C400-K | 20.6397 | CU SPLICE KIT | 1 | 28.2736 | 0.73 | 80060 | 69
C40DB | 13.0402 | GROUND PRESS SPLICE | 10 | 18.6288 | 0.7 | 34401 | 85
C40-K | 15.484 | CU SPLICE KIT | 1 | 21.2109 | 0.73 | 80040 | 69
C40V | 10.2866 | CU HI-VOLTAGE SPLICE | 12 | 14.0912 | 0.73 | 70510 | 28
C444FX | 20.2359 | CU FLEX SPLICE LNG | 1 | 31.1322 | 0.65 | 32420 | 32
C4-K | 8.9206 | CU SPLICE KIT | 1 | 12.22 | 0.73 | 80010 | 69
C4-V | 6.0828 | CU HI-VOLTAGE SPLICE | 50 | 8.3326 | 0.73 | 70480 | 28
C500 | 9.7094 | CU COMP SPLICE LNG | 6 | 19.4187 | 0.5 | 13024 | 22
C500DB | 23.7917 | GROUND PRESS SPLICE | 6 | 33.9882 | 0.7 | 34501 | 85
C500-K | 21.4726 | CU SPLICE KIT | 1 | 29.4145 | 0.73 | 80065 | 69
C500-V | 19.0322 | CU HI-VOLTAGE SPLICE | 6 | 26.0715 | 0.73 | 70525 | 28
C535FX | 21.9584 | CU FLEX SPLICE LNG | 1 | 33.7822 | 0.65 | 32430 | 32
C5X | 45.792 | CROSS CONN | 6 | 65.4172 | 0.7 | 70720 | 96
C6 | 2.0324 | CU COMP SPLICE LNG | 100 | 4.0648 | 0.5 | 13006 | 22
C600 | 17.97 | CU COMP SPLICE LNG | 6 | 35.94 | 0.5 | 13026 | 22
C600-K | 31.3094 | CU SPLICE KIT | 1 | 42.8896 | 0.73 | 80070 | 69
C646FX | 28.2972 | CU FLEX SPLICE LNG | 1 | 43.5342 | 0.65 | 32440 | 32
C750 | 22.113 | CU COMP SPLICE LNG | 3 | 44.226 | 0.5 | 13028 | 22
C750-K | 40.9296 | CU SPLICE KIT | 1 | 56.068 | 0.73 | 80075 | 69
C750-V | 31.3177 | CU HI-VOLTAGE SPLICE | 6 | 42.901 | 0.73 | 70530 | 28
C777FX | 32.4037 | CU FLEX SPLICE LNG | 1 | 49.8518 | 0.65 | 32450 | 32
C8 | 1.4899 | CU COMP SPLICE LNG | 100 | 2.9798 | 0.5 | 13005 | 22
CBM310K | Quoted | CU MESH KIT | 1 | Quoted |  | 27415 | 82
CBM35K | Quoted | CU MESH KIT | 1 | Quoted |  | 27410 | 82
CCT1 | 34.6486 | CU COMPR TEE | 1 | 47.4638 | 0.73 | 40201 | 26
CCT10 | 35.6019 | CU COMPR TEE | 1 | 48.7697 | 0.73 | 40210 | 26
CCT2 | 33.6125 | CU COMPR TEE | 1 | 46.0445 | 0.73 | 40202 | 26
CCT20 | 45.2659 | CU COMPR TEE | 1 | 62.0081 | 0.73 | 40220 | 26
CCT250 | 51.4756 | CU COMPR TEE | 1 | 70.5145 | 0.73 | 40225 | 26
CCT30 | 42.1917 | CU COMPR TEE | 1 | 57.7969 | 0.73 | 40230 | 26
CCT350 | 63.1496 | CU COMPR TEE | 1 | 86.5063 | 0.73 | 40235 | 26
CCT4 | 32.2862 | CU COMPR TEE | 1 | 44.2277 | 0.73 | 40204 | 26
CCT40 | 43.3937 | CU COMPR TEE | 1 | 59.4434 | 0.73 | 40240 | 26
CCT40-10 | 43.3937 | CU COMPR TEE | 1 | 59.4434 | 0.73 | 40241 | 26
CCT402 | 43.3937 | CU COMPR TEE | 1 | 59.4434 | 0.73 | 40242 | 26
CCT500 | 79.832 | CU COMPR TEE | 1 | 109.3589 | 0.73 | 40250 | 26
CCT5002 | 79.832 | CU COMPR TEE | 1 | 109.3589 | 0.73 | 40259 | 26
CCT50020 | 79.832 | CU COMPR TEE | 1 | 109.3589 | 0.73 | 40252 | 26
CCT50040 | 79.832 | CU COMPR TEE | 1 | 109.3589 | 0.73 | 40254 | 26
CCT6 | 30.96 | CU COMPR TEE | 1 | 42.4109 | 0.73 | 40206 | 26
CCT600 | 97.9362 | CU COMPR TEE | 1 | 134.1592 | 0.73 | 40260 | 26
CCT750 | 105.8523 | CU COMPR TEE | 1 | 145.0032 | 0.73 | 40275 | 26
CF101 | Quoted | CLAMP FLEX JUMPER | 1 | Quoted |  | 25710 | 92
CF121 | Quoted | CLAMP FLEX JUMPER | 1 | Quoted |  | 25712 | 92
CF151 | Quoted | CLAMP FLEX JUMPER | 1 | Quoted |  | 25715 | 92
CF201 | Quoted | CLAMP FLEX JUMPER | 1 | Quoted |  | 25720 | 92
CF251 | Quoted | CLAMP FLEX JUMPER | 1 | Quoted |  | 25725 | 92
CF301 | Quoted | CLAMP FLEX JUMPER | 1 | Quoted |  | 25730 | 92
CF351 | Quoted | CLAMP FLEX JUMPER | 1 | Quoted |  | 25735 | 92
CF401 | Quoted | CLAMP FLEX JUMPER | 1 | Quoted |  | 25740 | 92
CF501 | Quoted | CLAMP FLEX JUMPER | 1 | Quoted |  | 25750 | 92
CF601 | Quoted | CLAMP FLEX JUMPER | 1 | Quoted |  | 25760 | 92
CG1010 | 164.3944 | PIPE CLAMP LARGE | 1 | 252.9145 | 0.65 | 25690 | 89
CG1210 | 236.747 | PIPE CLAMP LARGE | 1 | 364.2262 | 0.65 | 25692 | 89
CG1410 | 280.568 | PIPE CLAMP LARGE | 1 | 431.643 | 0.65 | 25694 | 89
CG1610 | 315.6532 | PIPE CLAMP LARGE | 1 | 485.6203 | 0.65 | 25696 | 89
CG2010 | 81.6374 | PIPE CLAMP LARGE | 1 | 125.596 | 0.65 | 25620 | 89
CG2050 | 90.1 | PIPE CLAMP LARGE | 1 | 138.6154 | 0.65 | 25624 | 89
CG2052 | 68.569 | PIPE CLAMP LARGE | 1 | 105.4907 | 0.65 | 25623 | 89
CG2604 | 61.5989 | PIPE CLAMP LARGE | 1 | 94.7675 | 0.65 | 25625 | 89
CG2610 | 104.7423 | PIPE CLAMP LARGE | 1 | 161.142 | 0.65 | 25629 | 89
CG2622 | 71.5825 | PIPE CLAMP LARGE | 1 | 110.1269 | 0.65 | 25626 | 89
CG2625 | 75.1481 | PIPE CLAMP LARGE | 1 | 115.6124 | 0.65 | 25627 | 89
CG2650 | 95.3934 | PIPE CLAMP LARGE | 1 | 146.7591 | 0.65 | 25628 | 89
CG3110 | 134.0086 | PIPE CLAMP LARGE | 1 | 206.167 | 0.65 | 25630 | 89
CG3125 | 95.7785 | PIPE CLAMP LARGE | 1 | 147.3515 | 0.65 | 25633 | 89
CG3150 | 119.7801 | PIPE CLAMP LARGE | 1 | 184.277 | 0.65 | 25634 | 89
CG3175 | 119.3612 | PIPE CLAMP LARGE | 1 | 183.6326 | 0.65 | 25635 | 89
CG3610 | 123.6898 | PIPE CLAMP LARGE | 1 | 190.292 | 0.65 | 25676 | 89
CG3625 | 98.3029 | PIPE CLAMP LARGE | 1 | 151.2352 | 0.65 | 25673 | 89
CG3650 | 127.2 | PIPE CLAMP LARGE | 1 | 195.6923 | 0.65 | 25674 | 89
CG3675 | 111.4049 | PIPE CLAMP LARGE | 1 | 171.3921 | 0.65 | 25675 | 89
CG4110 | 160.9002 | PIPE CLAMP LARGE | 1 | 247.5387 | 0.65 | 25680 | 89
CG4125 | 120.84 | PIPE CLAMP LARGE | 1 | 185.9077 | 0.65 | 25677 | 89
CG4150 | 150.52 | PIPE CLAMP LARGE | 1 | 231.5692 | 0.65 | 25678 | 89
CG4175 | 159 | PIPE CLAMP LARGE | 1 | 244.6154 | 0.65 | 25679 | 89
CG4610 | 187.5065 | PIPE CLAMP LARGE | 1 | 288.4715 | 0.65 | 25649 | 89
CG4625 | 125.4726 | PIPE CLAMP LARGE | 1 | 193.0347 | 0.65 | 25647 | 89
CG4650 | 161.1201 | PIPE CLAMP LARGE | 1 | 247.877 | 0.65 | 25648 | 89
CG5110 | 211.2033 | PIPE CLAMP LARGE | 1 | 324.9281 | 0.65 | 25650 | 89
CG5122 | 153.1557 | PIPE CLAMP LARGE | 1 | 235.6242 | 0.65 | 25651 | 89
CG5125 | 157.0493 | PIPE CLAMP LARGE | 1 | 241.6143 | 0.65 | 25652 | 89
CG5150 | 185.0818 | PIPE CLAMP LARGE | 1 | 284.7413 | 0.65 | 25653 | 89
CG5175 | 222.6 | PIPE CLAMP LARGE | 1 | 342.4615 | 0.65 | 25654 | 89
CG6110 | 185.5454 | PIPE CLAMP LARGE | 1 | 285.4544 | 0.65 | 25660 | 89
CG6122 | 169.6 | PIPE CLAMP LARGE | 1 | 260.923 | 0.65 | 25661 | 89
CG6125 | 187.1071 | PIPE CLAMP LARGE | 1 | 287.8571 | 0.65 | 25662 | 89
CG6150 | 222.6 | PIPE CLAMP LARGE | 1 | 342.4615 | 0.65 | 25663 | 89
CG6175 | 260.76 | PIPE CLAMP LARGE | 1 | 401.1692 | 0.65 | 25664 | 89
CG7110 | 191.3573 | PIPE CLAMP LARGE | 1 | 294.3958 | 0.65 | 25670 | 89
CG8110 | 215.2609 | PIPE CLAMP LARGE | 1 | 331.1706 | 0.65 | 25689 | 89
CG8125 | 238.5 | PIPE CLAMP LARGE | 1 | 366.923 | 0.65 | 25681 | 89
CG8150 | 296.8 | PIPE CLAMP LARGE | 1 | 456.6154 | 0.65 | 25682 | 89
CG8175 | 339.5116 | PIPE CLAMP LARGE | 1 | 522.3256 | 0.65 | 25683 | 89
CH109 | 17.74 | UBOLT CLAMP 2-CABLE | 1 | 27.2923 | 0.65 | 24509 | 90
CH121 | 32.6664 | UBOLT CLAMP 2-CABLE | 1 | 50.256 | 0.65 | 24521 | 90
CH133 | 33.1884 | UBOLT CLAMP 2-CABLE | 1 | 51.0591 | 0.65 | 24533 | 90
CH143 | 41.1645 | UBOLT CLAMP 2-CABLE | 1 | 63.33 | 0.65 | 24543 | 90
CH153 | 50.7793 | UBOLT CLAMP 2-CABLE | 1 | 78.122 | 0.65 | 24553 | 90
CH163 | 76.169 | UBOLT CLAMP 2-CABLE | 1 | 117.183 | 0.65 | 24563 | 90
CL1012 | 0.9069 | CU SOLDER LUG | 10 | 1.2956 | 0.7 | 91012 | 13
CL1012-TP | 1.0883 | CU SOLDER LUG PLATED | 10 | 1.5547 | 0.7 | 91013 | 13
CL1014 | 0.9069 | CU SOLDER LUG | 10 | 1.2956 | 0.7 | 91014 | 13
CL1014-TP | 1.0883 | CU SOLDER LUG PLATED | 10 | 1.5547 | 0.7 | 91015 | 13
CL1038 | 0.8565 | CU SOLDER LUG | 10 | 1.2236 | 0.7 | 91038 | 13
CL1038-TP | 1.0883 | CU SOLDER LUG PLATED | 10 | 1.5547 | 0.7 | 91039 | 13
CL112 | 0.8565 | CU SOLDER LUG | 10 | 1.2236 | 0.7 | 90112 | 13
CL112-TP | 1.0883 | CU SOLDER LUG PLATED | 10 | 1.5547 | 0.7 | 90113 | 13
CL138 | 0.8565 | CU SOLDER LUG | 10 | 1.2236 | 0.7 | 90138 | 13
CL138-TP | 0.8789 | CU SOLDER LUG PLATED | 10 | 1.2555 | 0.7 | 90139 | 13
CL2012 | 1.3939 | CU SOLDER LUG | 10 | 1.9913 | 0.7 | 92012 | 13
CL2012-TP | 1.6727 | CU SOLDER LUG PLATED | 10 | 2.3896 | 0.7 | 92013 | 13
CL2038 | 1.3939 | CU SOLDER LUG | 10 | 1.9913 | 0.7 | 92038 | 13
CL2038-TP | 1.6727 | CU SOLDER LUG PLATED | 10 | 2.3896 | 0.7 | 92039 | 13
CL212 | 0.8014 | CU SOLDER LUG | 25 | 1.1448 | 0.7 | 90212 | 13
CL212-TP | 0.9617 | CU SOLDER LUG PLATED | 25 | 1.3738 | 0.7 | 90213 | 13
CL214 | 0.8014 | CU SOLDER LUG | 25 | 1.1448 | 0.7 | 90214 | 13
CL214-TP | 0.9617 | CU SOLDER LUG PLATED | 25 | 1.3738 | 0.7 | 90215 | 13
CL238 | 0.8014 | CU SOLDER LUG | 25 | 1.1448 | 0.7 | 90238 | 13
CL238-TP | 0.9617 | CU SOLDER LUG PLATED | 25 | 1.3738 | 0.7 | 90239 | 13
CL256 | 0.8014 | CU SOLDER LUG | 25 | 1.1448 | 0.7 | 90256 | 13
CL256-TP | 0.9617 | CU SOLDER LUG PLATED | 25 | 1.3738 | 0.7 | 90257 | 13
CL3012 | 1.7978 | CU SOLDER LUG | 10 | 2.5683 | 0.7 | 93012 | 13
CL3012-TP | 1.7978 | CU SOLDER LUG PLATED | 10 | 2.5683 | 0.7 | 93012 | 13
CL3038 | 1.7978 | CU SOLDER LUG | 10 | 2.5683 | 0.7 | 93038 | 13
CL3038-TP | 2.1574 | CU SOLDER LUG PLATED | 10 | 3.082 | 0.7 | 93039 | 13
CL4012 | 2.084 | CU SOLDER LUG | 10 | 2.9771 | 0.7 | 94012 | 13
CL4012-TP | 2.5008 | CU SOLDER LUG PLATED | 10 | 3.5725 | 0.7 | 94013 | 13
CL4038 | 2.084 | CU SOLDER LUG | 10 | 2.9771 | 0.7 | 94038 | 13
CL4038-TP | 2.5008 | CU SOLDER LUG PLATED | 10 | 3.5725 | 0.7 | 94039 | 13
CL412 | 0.5607 | CU SOLDER LUG | 25 | 0.801 | 0.7 | 90412 | 13
CL412-TP | 0.6728 | CU SOLDER LUG PLATED | 25 | 0.9612 | 0.7 | 90413 | 13
CL414 | 0.4993 | CU SOLDER LUG | 25 | 0.7133 | 0.7 | 90414 | 13
CL414-TP | 0.5992 | CU SOLDER LUG PLATED | 25 | 0.856 | 0.7 | 90415 | 13
CL438 | 0.4993 | CU SOLDER LUG | 25 | 0.7133 | 0.7 | 90438 | 13
CL438-TP | 0.5992 | CU SOLDER LUG PLATED | 25 | 0.856 | 0.7 | 90439 | 13
CL610 | 0.4611 | CU SOLDER LUG | 25 | 0.6587 | 0.7 | 90610 | 13
CL610-TP | 0.5533 | CU SOLDER LUG PLATED | 25 | 0.7904 | 0.7 | 90611 | 13
CL612 | 0.4961 | CU SOLDER LUG | 25 | 0.7087 | 0.7 | 90612 | 13
CL612-TP | 0.5953 | CU SOLDER LUG PLATED | 25 | 0.8504 | 0.7 | 90613 | 13
CL614 | 0.4611 | CU SOLDER LUG | 25 | 0.6587 | 0.7 | 90614 | 13
CL614-TP | 0.5533 | CU SOLDER LUG PLATED | 25 | 0.7904 | 0.7 | 90615 | 13
CL638 | 0.4611 | CU SOLDER LUG | 25 | 0.6587 | 0.7 | 90638 | 13
CL638-TP | 0.5533 | CU SOLDER LUG PLATED | 25 | 0.7904 | 0.7 | 90639 | 13
CL810 | 0.2958 | CU SOLDER LUG | 50 | 0.4225 | 0.7 | 90810 | 13
CL810-TP | 0.3549 | CU SOLDER LUG PLATED | 50 | 0.507 | 0.7 | 90810 | 13
CL814 | 0.2958 | CU SOLDER LUG | 50 | 0.4225 | 0.7 | 90814 | 13
CL814-TP | 0.3549 | CU SOLDER LUG PLATED | 50 | 0.507 | 0.7 | 90814 | 13
CNB2-6-2 | 17.0206 | CU NEUTRAL BAR | 25 | 26.1856 | 0.65 | 26223 | 58
CNB4-12-2 | 9.681 | CU NEUTRAL BAR | 50 | 14.8938 | 0.65 | 26212 | 58
CNB4-13-3 | 10.4434 | CU NEUTRAL BAR | 50 | 16.0668 | 0.65 | 26213 | 58
CNB4-190 | Quoted | CU NEUTRAL BAR | 10 | Quoted |  | 26200 | 58
CNB4-4-2 | 5.2987 | CU NEUTRAL BAR | 100 | 8.1519 | 0.65 | 26204 | 58
CNB4-5-2 | 6.1675 | CU NEUTRAL BAR | 100 | 9.4884 | 0.65 | 26205 | 58
CNB4-6-2 | 7.0462 | CU NEUTRAL BAR | 50 | 10.8403 | 0.65 | 26206 | 58
CR107 | Quoted | PEDESTAL CLAMP | 20 | Quoted |  | 25807 | 91
CR108 | Quoted | PEDESTAL CLAMP | 20 | Quoted |  | 25808 | 91
CR114 | Quoted | PEDESTAL CLAMP | 20 | Quoted |  | 25814 | 91
CRA 1/0-4 | 8.7157 | CU REDUCING ADAPT | 1 | 11.9393 | 0.73 | 41614 | 36
CRA 1/0-6 | 8.8981 | CU REDUCING ADAPT | 1 | 12.1892 | 0.73 | 41616 | 36
CRA 1000-750 | 35.3579 | CU REDUCING ADAPT | 1 | 48.4355 | 0.73 | 41607 | 36
CRA 2/0-1 | 15.8682 | CU REDUCING ADAPT | 1 | 21.7372 | 0.73 | 41627 | 36
CRA 2/0-10 | 11.309 | CU REDUCING ADAPT | 1 | 15.4918 | 0.73 | 41628 | 36
CRA 250-1 | 13.7295 | CU REDUCING ADAPT | 1 | 18.8076 | 0.73 | 41620 | 36
CRA 250-1/0 | 13.1821 | CU REDUCING ADAPT | 1 | 18.0577 | 0.73 | 41621 | 36
CRA 250-2 | 14.277 | CU REDUCING ADAPT | 1 | 19.5576 | 0.73 | 41625 | 36
CRA 250-2/0 | 12.7303 | CU REDUCING ADAPT | 1 | 17.4387 | 0.73 | 41622 | 36
CRA 250-3/0 | 12.2242 | CU REDUCING ADAPT | 1 | 16.7455 | 0.73 | 41623 | 36
CRA 250-4/0 | 11.9035 | CU REDUCING ADAPT | 1 | 16.3061 | 0.73 | 41624 | 36
CRA 2-6 | 4.5756 | CU REDUCING ADAPT | 1 | 6.268 | 0.73 | 41626 | 36
CRA 3/0-1/0 | 9.3444 | CU REDUCING ADAPT | 1 | 12.8006 | 0.73 | 41681 | 36
CRA 3/0-2/0 | 10.671 | CU REDUCING ADAPT | 1 | 14.6178 | 0.73 | 41682 | 36
CRA 3/0-4 | 12.0059 | CU REDUCING ADAPT | 1 | 16.4464 | 0.73 | 41684 | 36
CRA 300-1/0 | 15.285 | CU REDUCING ADAPT | 1 | 20.9384 | 0.73 | 41631 | 36
CRA 300-2 | 16.015 | CU REDUCING ADAPT | 1 | 21.9383 | 0.73 | 41635 | 36
CRA 300-2/0 | 15.007 | CU REDUCING ADAPT | 1 | 20.5575 | 0.73 | 41632 | 36
CRA 300-3/0 | 14.642 | CU REDUCING ADAPT | 1 | 20.0575 | 0.73 | 41633 | 36
CRA 300-4/0 | 14.4595 | CU REDUCING ADAPT | 1 | 19.8075 | 0.73 | 41634 | 36
CRA 350-2/0 | 16.2843 | CU REDUCING ADAPT | 1 | 22.3072 | 0.73 | 41636 | 36
CRA 350-250 | 14.4595 | CU REDUCING ADAPT | 1 | 19.8075 | 0.73 | 41638 | 36
CRA 350-300 | 13.8252 | CU REDUCING ADAPT | 1 | 18.9386 | 0.73 | 41639 | 36
CRA 350-4/0 | 15.1025 | CU REDUCING ADAPT | 1 | 20.6883 | 0.73 | 41637 | 36
CRA 4/0-1 | 10.1408 | CU REDUCING ADAPT | 1 | 13.8915 | 0.73 | 41640 | 36
CRA 4/0-1/0 | 9.7671 | CU REDUCING ADAPT | 1 | 13.3796 | 0.73 | 41641 | 36
CRA 4/0-2 | 10.4015 | CU REDUCING ADAPT | 1 | 14.2486 | 0.73 | 41645 | 36
CRA 4/0-2/0 | 9.4891 | CU REDUCING ADAPT | 1 | 12.9987 | 0.73 | 41642 | 36
CRA 4/0-3/0 | 9.1681 | CU REDUCING ADAPT | 1 | 12.559 | 0.73 | 41643 | 36
CRA 4/0-4 | 10.723 | CU REDUCING ADAPT | 1 | 14.689 | 0.73 | 41644 | 36
CRA 4/0-6 | 11.0445 | CU REDUCING ADAPT | 1 | 15.1294 | 0.73 | 41646 | 36
CRA 500-1 | 17.4748 | CU REDUCING ADAPT | 1 | 23.9381 | 0.73 | 41650 | 36
CRA 500-1/0 | 16.1974 | CU REDUCING ADAPT | 1 | 22.1882 | 0.73 | 41651 | 36
CRA 500-2 | 17.8832 | CU REDUCING ADAPT | 1 | 24.4975 | 0.73 | 41655 | 36
CRA 500-2/0 | 15.9193 | CU REDUCING ADAPT | 1 | 21.8073 | 0.73 | 41652 | 36
CRA 500-250 | 14.642 | CU REDUCING ADAPT | 1 | 20.0575 | 0.73 | 41671 | 36
CRA 500-3/0 | 15.4675 | CU REDUCING ADAPT | 1 | 21.1883 | 0.73 | 41653 | 36
CRA 500-300 | 13.7555 | CU REDUCING ADAPT | 1 | 18.8432 | 0.73 | 41672 | 36
CRA 500-350 | 13.8252 | CU REDUCING ADAPT | 1 | 18.9386 | 0.73 | 41673 | 36
CRA 500-4 | 18.2916 | CU REDUCING ADAPT | 1 | 25.057 | 0.73 | 41654 | 36
CRA 500-4/0 | 15.1025 | CU REDUCING ADAPT | 1 | 20.6883 | 0.73 | 41670 | 36
CRA 500-400 | 13.5471 | CU REDUCING ADAPT | 1 | 18.5577 | 0.73 | 41674 | 36
CRA 500-6 | 18.7087 | CU REDUCING ADAPT | 1 | 25.6284 | 0.73 | 41656 | 36
CRA 600-500 | 13.9642 | CU REDUCING ADAPT | 1 | 19.129 | 0.73 | 41665 | 36
CRA 6-10 | 7.6905 | CU REDUCING ADAPT | 1 | 10.5349 | 0.73 | 41661 | 36
CRA 750-500 | 17.7962 | CU REDUCING ADAPT | 1 | 24.3784 | 0.73 | 41675 | 36
CRA 750-600 | 17.0663 | CU REDUCING ADAPT | 1 | 23.3785 | 0.73 | 41676 | 36
CRK 1000-750 | 64.187 | CU ADAPTER KIT | 1 | 87.9274 | 0.73 | 41707 | 37
CRK 10-4 | 13.6515 | CU ADAPTER KIT | 1 | 18.7007 | 0.73 | 41714 | 37
CRK 10-6 | 13.8469 | CU ADAPTER KIT | 1 | 18.9684 | 0.73 | 41716 | 37
CRK 20-1 | 21.6488 | CU ADAPTER KIT | 1 | 29.6559 | 0.73 | 41721 | 37
CRK 250-10 | 20.6494 | CU ADAPTER KIT | 1 | 28.2869 | 0.73 | 41781 | 37
CRK 250-2 | 21.821 | CU ADAPTER KIT | 1 | 29.8918 | 0.73 | 41785 | 37
CRK 250-20 | 20.166 | CU ADAPTER KIT | 1 | 27.6246 | 0.73 | 41782 | 37
CRK 250-30 | 19.6244 | CU ADAPTER KIT | 1 | 26.8828 | 0.73 | 41783 | 37
CRK 250-40 | 19.2813 | CU ADAPTER KIT | 1 | 26.4128 | 0.73 | 41784 | 37
CRK 250-6 | 30.1705 | CU ADAPTER KIT | 1 | 41.3295 | 0.73 | 41786 | 37
CRK 2-6 | 8.1195 | CU ADAPTER KIT | 1 | 11.1226 | 0.73 | 41729 | 37
CRK 30-10 | 11.2589 | CU ADAPTER KIT | 1 | 15.4232 | 0.73 | 41735 | 37
CRK 30-2 | 22.3923 | CU ADAPTER KIT | 1 | 30.6744 | 0.73 | 41732 | 37
CRK 30-20 | 16.8426 | CU ADAPTER KIT | 1 | 23.0721 | 0.73 | 41730 | 37
CRK 30-4 | 18.271 | CU ADAPTER KIT | 1 | 25.0287 | 0.73 | 41734 | 37
CRK 350-20 | 25.0545 | CU ADAPTER KIT | 1 | 34.3212 | 0.73 | 41796 | 37
CRK 350-40 | 23.79 | CU ADAPTER KIT | 1 | 32.589 | 0.73 | 41797 | 37
CRK 400-250 | 29.6025 | CU ADAPTER KIT | 1 | 40.5514 | 0.73 | 41749 | 37
CRK 40-10 | 16.1448 | CU ADAPTER KIT | 1 | 22.1162 | 0.73 | 41741 | 37
CRK 40-2 | 16.8236 | CU ADAPTER KIT | 1 | 23.046 | 0.73 | 41745 | 37
CRK 40-20 | 15.8473 | CU ADAPTER KIT | 1 | 21.7086 | 0.73 | 41742 | 37
CRK 40-30 | 15.5039 | CU ADAPTER KIT | 1 | 21.2382 | 0.73 | 41743 | 37
CRK 40-6 | 17.5115 | CU ADAPTER KIT | 1 | 23.9884 | 0.73 | 41746 | 37
CRK 500-20 | 27.4227 | CU ADAPTER KIT | 1 | 37.5653 | 0.73 | 41752 | 37
CRK 500-250 | 26.056 | CU ADAPTER KIT | 1 | 35.6932 | 0.73 | 41771 | 37
CRK 500-30 | 26.9391 | CU ADAPTER KIT | 1 | 36.9029 | 0.73 | 41753 | 37
CRK 500-350 | 25.1074 | CU ADAPTER KIT | 1 | 34.3937 | 0.73 | 41773 | 37
CRK 500-40 | 26.5487 | CU ADAPTER KIT | 1 | 36.3681 | 0.73 | 41770 | 37
CRK 500-400 | 24.8845 | CU ADAPTER KIT | 1 | 34.0883 | 0.73 | 41774 | 37
CRK 500-6 | 30.4073 | CU ADAPTER KIT | 1 | 41.6539 | 0.73 | 41756 | 37
CRK 600-300 | 50.727 | CU ADAPTER KIT | 1 | 69.489 | 0.73 | 41762 | 37
CRK 600-350 | 50.024 | CU ADAPTER KIT | 1 | 68.526 | 0.73 | 41763 | 37
CRK 600-400 | 50.0561 | CU ADAPTER KIT | 1 | 68.57 | 0.73 | 41764 | 37
CRK 600-500 | 34.7203 | CU ADAPTER KIT | 1 | 47.562 | 0.73 | 41765 | 37
CRK 750-500 | 38.4113 | CU ADAPTER KIT | 1 | 52.6182 | 0.73 | 41775 | 37
CRK 750-600 | 37.6303 | CU ADAPTER KIT | 1 | 51.5483 | 0.73 | 41776 | 37
CSS 0750-4 | 5.7664 | COLD SHRINK | 1 | 7.8992 | 0.73 | 36974
CSS 0750-6 | 6.6356 | COLD SHRINK | 1 | 9.0898 | 0.73 | 36976
CSS 1000-6 | 6.4236 | COLD SHRINK | 1 | 8.7995 | 0.73 | 36916
CSS 1000-8 | 8.268 | COLD SHRINK | 1 | 11.326 | 0.73 | 36918
CSS 1300-7 | 7.6956 | COLD SHRINK | 1 | 10.5419 | 0.73 | 36937
CSS 1300-9 | 8.692 | COLD SHRINK | 1 | 11.9069 | 0.73 | 36939
CTGG25 | 17.3216 | CABLE TRAY CLAMP | 20 | 26.6486 | 0.65 | 71180 | 94
CTGG25-P | 20.0844 | CABLE TRAY CLAMP | 20 | 30.899 | 0.65 | 71181 | 94
CZ 104 | Quoted | UBOLT CLAMP 3-CABLE | 1 | Quoted |  | 24904 | 91
CZ 105 | Quoted | UBOLT CLAMP 3-CABLE | 1 | Quoted |  | 24905 | 91
CZ 108 | Quoted | UBOLT CLAMP 3-CABLE | 1 | Quoted |  | 24908 | 91
CZ 109 | Quoted | UBOLT CLAMP 3-CABLE | 1 | Quoted |  | 24909 | 91
CZ 110 | Quoted | UBOLT CLAMP 3-CABLE | 1 | Quoted |  | 24910 | 91
CZ 114 | Quoted | UBOLT CLAMP 3-CABLE | 1 | Quoted |  | 24914 | 91
CZ 115 | Quoted | UBOLT CLAMP 3-CABLE | 1 | Quoted |  | 24915 | 91
CZ 116 | Quoted | UBOLT CLAMP 3-CABLE | 1 | Quoted |  | 24916 | 91
CZ 120 | Quoted | UBOLT CLAMP 3-CABLE | 1 | Quoted |  | 24920 | 91
CZ 121 | Quoted | UBOLT CLAMP 3-CABLE | 1 | Quoted |  | 24921 | 91
CZ 122 | Quoted | UBOLT CLAMP 3-CABLE | 1 | Quoted |  | 24922 | 91
CZ 126 | Quoted | UBOLT CLAMP 3-CABLE | 1 | Quoted |  | 24926 | 91
CZ 127 | Quoted | UBOLT CLAMP 3-CABLE | 1 | Quoted |  | 24927 | 91
CZ 128 | Quoted | UBOLT CLAMP 3-CABLE | 1 | Quoted |  | 24928 | 91
CZ 132 | Quoted | UBOLT CLAMP 3-CABLE | 1 | Quoted |  | 24932 | 91
CZ 133 | Quoted | UBOLT CLAMP 3-CABLE | 1 | Quoted |  | 24933 | 91
CZ 134 | Quoted | UBOLT CLAMP 3-CABLE | 1 | Quoted |  | 24934 | 91
CZ 137 | Quoted | UBOLT CLAMP 3-CABLE | 1 | Quoted |  | 24937 | 91
CZ 138 | Quoted | UBOLT CLAMP 3-CABLE | 1 | Quoted |  | 24938 | 91
CZ 139 | Quoted | UBOLT CLAMP 3-CABLE | 1 | Quoted |  | 24939 | 91
CZ 142 | Quoted | UBOLT CLAMP 3-CABLE | 1 | Quoted |  | 24942 | 91
CZ 143 | Quoted | UBOLT CLAMP 3-CABLE | 1 | Quoted |  | 24943 | 91
CZ 144 | Quoted | UBOLT CLAMP 3-CABLE | 1 | Quoted |  | 24944 | 91
CZ 147 | Quoted | UBOLT CLAMP 3-CABLE | 1 | Quoted |  | 24947 | 91
D-050 | Quoted | PERF CU STRAP 10FT | 1 | Quoted |  | 70550 | 93
D480 | 2.1656 | GROUND STRAP ADJ | 50 | 2.9666 | 0.73 | 26000 | 93
D481 | 2.4251 | GROUND STRAP ADJ | 50 | 3.3221 | 0.73 | 26010 | 93
D482 | 3.2279 | GROUND STRAP ADJ | 25 | 4.4218 | 0.73 | 26020 | 93
D483 | 3.7693 | GROUND STRAP ADJ | 25 | 5.1634 | 0.73 | 26030 | 93
D484 | 1.2632 | GROUND STRAP ADJ | 50 | 1.7304 | 0.73 | 26040 | 93
D485 | 1.5886 | GROUND STRAP ADJ | 50 | 2.1761 | 0.73 | 26050 | 93
D486 | 1.9993 | GROUND STRAP ADJ | 25 | 2.7388 | 0.73 | 26060 | 93
D487 | 2.4251 | GROUND STRAP ADJ | 25 | 3.3221 | 0.73 | 26070 | 93
D703 | 1.3462 | CU TANG&COLLAR | 200 | 1.9232 | 0.7 | 50500 | 10
D704 | 1.3886 | CU TANG&COLLAR | 200 | 1.9837 | 0.7 | 50520 | 10
D705 | 1.7596 | CU TANG&COLLAR | 100 | 2.5137 | 0.7 | 50540 | 10
D706 | 3.1483 | CU TANG&COLLAR | 100 | 4.4975 | 0.7 | 50560 | 10
D707 | 5.5544 | CU TANG&COLLAR | 25 | 7.9348 | 0.7 | 50580 | 10
D708 | 22.1176 | CU TANG&COLLAR | 12 | 31.5965 | 0.7 | 50600 | 10
D710 | 12.2642 | CU TANG&COLLAR | 20 | 17.5203 | 0.7 | 50640 | 10
D711 | 1.537 | CU TANG&COLLAR | 200 | 2.1957 | 0.7 | 50660 | 10
D713 | 4.7608 | CU TANG&COLLAR | 50 | 6.8011 | 0.7 | 50700 | 10
D800 | 1.3187 | BRONZE LUGS | 100 | 1.8838 | 0.7 | 51100 | 11
D801 | 1.7528 | BRONZE LUGS | 100 | 2.504 | 0.7 | 51120 | 11
D802 | 5.1485 | BRONZE LUGS | 50 | 7.355 | 0.7 | 51140 | 11
D804 | 11.9903 | BRONZE LUGS | 25 | 17.129 | 0.7 | 51180 | 11
D805 | 27.2224 | BRONZE LUGS | 10 | 38.8891 | 0.7 | 51220 | 11
D806 | 54.5492 | BRONZE LUGS | 4 | 77.9274 | 0.7 | 51260 | 11
D812 | 7.0445 | BRONZE LUGS | 50 | 10.0635 | 0.7 | 51300 | 11
D814 | 21.9121 | BRONZE LUGS | 25 | 31.303 | 0.7 | 51340 | 11
D815 | 30.2592 | BRONZE LUGS | 6 | 43.2274 | 0.7 | 51380 | 11
D815N | 34.4996 | BRONZE LUGS | 6 | 49.2852 | 0.7 | 51390 | 11
D816N | 100.1868 | BRONZE LUGS | 1 | 143.124 | 0.7 | 51420 | 11
D824N | 60.9175 | BRONZE LUGS | 6 | 87.025 | 0.7 | 51460 | 11
D825N | 76.2675 | BRONZE LUGS | 1 | 108.9535 | 0.7 | 51500 | 11
D825N4 | 99.9999 | BRONZE LUGS | 1 | 142.857 | 0.7 | 51515 | 11
D826N4 | 135.68 | BRONZE LUGS | 1 | 193.8285 | 0.7 | 51540 | 11
D834N | 82.8645 | BRONZE LUGS | 1 | 118.3779 | 0.7 | 51580 | 11
D835N | 145.4989 | BRONZE LUGS | 1 | 207.8556 | 0.7 | 51620 | 11
D835N4 | 152.1306 | BRONZE LUGS | 1 | 217.3294 | 0.7 | 51700 | 11
D836N4 | 203.2049 | BRONZE LUGS | 1 | 290.2927 | 0.7 | 51660 | 11
D899 | Quoted | CU TANG&COLLAR | 10 | Quoted |  | 50720 | 10
D900 | Quoted | CU TANG&COLLAR | 5 | Quoted |  | 50740 | 10
D901 | Quoted | CU TANG&COLLAR | 4 | Quoted |  | 50760 | 10
F10-250 | 0.0683 | FEM DISCONNECT | 50 | 0.1518 | 0.45 | 16612 | 16
F10-250FN | 0.2077 | FEM DISCONN FULL | 50 | 0.4153 | 0.5 | 16725 | 17
F10-250HT | 0.1763 | FEM DISC HI-TEMP | 50 | 0.3525 | 0.5 | 16875 | 18
F10-250N | 0.2187 | FEM DISCONNECT | 50 | 0.486 | 0.45 | 16652 | 16
F10-250V | 0.1324 | FEM DISCONNECT | 50 | 0.2943 | 0.45 | 16632 | 16
F14-110 | 0.0544 | FEM DISCONNECT | 100 | 0.1209 | 0.45 | 16606 | 16
F14-110N | 0.153 | FEM DISCONNECT | 100 | 0.34 | 0.45 | 16646 | 16
F14-110V | 0.0919 | FEM DISCONNECT | 100 | 0.2043 | 0.45 | 16626 | 16
F14-187 | 0.0544 | FEM DISCONNECT | 100 | 0.1209 | 0.45 | 16608 | 16
F14-187N | 0.153 | FEM DISCONNECT | 100 | 0.34 | 0.45 | 16648 | 16
F14-187V | 0.0919 | FEM DISCONNECT | 100 | 0.2043 | 0.45 | 16628 | 16
F14-250 | 0.0544 | FEM DISCONNECT | 100 | 0.1209 | 0.45 | 16610 | 16
F14-250FN | 0.1894 | FEM DISCONN FULL | 50 | 0.3788 | 0.5 | 16715 | 17
F14-250HT | 0.1461 | FEM DISC HI-TEMP | 50 | 0.2921 | 0.5 | 16865 | 18
F14-250N | 0.153 | FEM DISCONNECT | 100 | 0.34 | 0.45 | 16650 | 16
F14-250V | 0.0919 | FEM DISCONNECT | 100 | 0.2043 | 0.45 | 16630 | 16
F18-110 | 0.0544 | FEM DISCONNECT | 100 | 0.1209 | 0.45 | 16600 | 16
F18-110N | 0.153 | FEM DISCONNECT | 100 | 0.34 | 0.45 | 16640 | 16
F18-110V | 0.0919 | FEM DISCONNECT | 100 | 0.2043 | 0.45 | 16620 | 16
F18-187 | 0.0544 | FEM DISCONNECT | 100 | 0.1209 | 0.45 | 16602 | 16
F18-187N | 0.153 | FEM DISCONNECT | 100 | 0.34 | 0.45 | 16642 | 16
F18-187V | 0.0919 | FEM DISCONNECT | 100 | 0.2043 | 0.45 | 16622 | 16
F18-250 | 0.0882 | FEM DISCONNECT | 100 | 0.196 | 0.45 | 16604 | 16
F18-250FN | 0.1894 | FEM DISCONN FULL | 50 | 0.3788 | 0.5 | 16705 | 17
F18-250N | 0.153 | FEM DISCONNECT | 100 | 0.34 | 0.45 | 16644 | 16
F18-250V | 0.0919 | FEM DISCONNECT | 100 | 0.2043 | 0.45 | 16624 | 16
FB200 | Quoted | FLEX BRAID 10 FT/COIL | 1 | Quoted |  | 26320 | 93
FB300 | Quoted | FLEX BRAID 10 FT/COIL | 1 | Quoted |  | 26330 | 93
FB400 | Quoted | FLEX BRAID 10 FT/COIL | 1 | Quoted |  | 26340 | 93
FB60 | Quoted | FLEX BRAID 250 FT | 1 | Quoted |  | 26310 | 93
FB90 | Quoted | FLEX BRAID 250 FT | 1 | Quoted |  | 26315 | 93
FJ200-18N | 71.2014 | FLEX JUMPER | 1 | 97.5361 | 0.73 | 26870 | 92
FJ300-18N | 81.5868 | FLEX JUMPER | 1 | 111.7627 | 0.73 | 26880 | 92
FJ400-18N | 91.6947 | FLEX JUMPER | 1 | 125.6092 | 0.73 | 26890 | 92
FL10-250 | 0.1544 | FLAG DISCONNECT | 50 | 0.3087 | 0.5 | 16720 | 17
FL14-250 | 0.113 | FLAG DISCONNECT | 50 | 0.2259 | 0.5 | 16722 | 17
FL14-250FN | 0.2536 | FLAG DISCONNECT FULL | 50 | 0.5071 | 0.5 | 16718 | 17
FL18-250FN | 0.2315 | FLAG DISCONNECT FULL | 50 | 0.463 | 0.5 | 16708 | 17
FSP156N | 0.2136 | SNAP PLUG FEMALE | 50 | 0.4747 | 0.45 | 70061 | 15
G1 | 2.2493 | GROUND-LOK | 50 | 3.0812 | 0.73 | 30102 | 74
G10 | 20.4999 | GROUND-LOK | 10 | 28.082 | 0.73 | 30420 | 75
G-100 | 7.6399 | GROUND ROD CLAMP | 25 | 11.7537 | 0.65 | 27040 | 77
G10-US | 32.5003 | GROUND-LOK | 10 | 44.521 | 0.73 | 30422 | 0
G12 | 18.63 | GROUND-LOK | 4 | 25.5206 | 0.73 | 30440 | 74
G-120 | 2.0462 | GROUND ROD CLAMP | 50 | 3.148 | 0.65 | 27050 | 77
G12SS | 21.6068 | GROUND-LOK SS | 4 | 29.5983 | 0.73 | 30912 | 75
G12SS-US | 29 | GROUND-LOK SS | 4 | 39.726 | 0.73 | 30914 | 0
G12-US | 26.7501 | GROUND-LOK | 4 | 36.644 | 0.73 | 30442 | 0
G13 | 26.8433 | GROUND-LOK | 4 | 36.7716 | 0.73 | 30460 | 74
G13SS | 34.0652 | GROUND-LOK SS | 4 | 46.6646 | 0.73 | 30913 | 75
G13SS-US | 49.9999 | GROUND-LOK SS | 4 | 68.493 | 0.73 | 30913 | 0
G13-US | 40.9997 | GROUND-LOK | 4 | 56.164 | 0.73 | 30462 | 0
G1500 | 19.6489 | GR ROD CLAMP 2-WIRE | 5 | 30.229 | 0.65 | 26930 | 77
G150-DB | 11.4649 | LOW-WING DB | 25 | 15.7054 | 0.73 | 30755 | 78
G150-DB-US | 22 | LOW-WING DB | 25 | 30.137 | 0.73 | 30757 | 0
G18 | 22.446 | GROUND-LOK | 4 | 30.748 | 0.73 | 30520 | 75
G18-US | 34.7502 | GROUND-LOK | 4 | 47.603 | 0.73 | 30522 | 0
G19 | 31.5002 | GROUND-LOK | 4 | 43.151 | 0.73 | 30540 | 75
G19-US | 42.1458 | GROUND-LOK | 4 | 57.734 | 0.73 | 30542 | 0
G1R-DB | 2.4845 | PIPE CLAMP DB LAY-IN | 50 | 3.8223 | 0.65 | 70621 | 79
G-1-S | 1.5323 | ECON CLAMP | 50 | 2.099 | 0.73 | 30140 | 76
G1S-DB | 2.7447 | ECON CLAMP DB | 50 | 3.7598 | 0.73 | 70620 | 76
G1S-DB-US | 9.5002 | ECON CLAMP DB | 50 | 13.014 | 0.73 | 70622 | 0
G1SS | 3.6507 | GROUND-LOK SS | 50 | 5.001 | 0.73 | 30901 | 75
G1S-SS | 1.9498 | ECON CLAMP SS | 50 | 2.671 | 0.73 | 70609 | 76
G1S-SS-US | 8.5001 | ECON CLAMP SS | 50 | 11.644 | 0.73 | 70611 | 0
G1SS-US |  | GROUND-LOK SS | 50 |  | 0.73 | 30903 | 0
G1-US | 7 | GROUND-LOK | 50 | 9.589 | 0.73 | 30104 | 0
G2 | 5.633 | GROUND-LOK | 25 | 7.7164 | 0.73 | 30160 | 74
G20 | 2.4612 | ECON CLAMP | 50 | 3.3715 | 0.73 | 30560 | 76
G20-DB | 3.8997 | ECON CLAMP DB | 50 | 5.3421 | 0.73 | 70630 | 76
G21 | 24.4813 | GROUND-LOK | 4 | 33.536 | 0.73 | 30580 | 75
G21-US | 32.9997 | GROUND-LOK | 4 | 45.205 | 0.73 | 30582 | 0
G22 | 31.8499 | GROUND-LOK | 4 | 43.63 | 0.73 | 30600 | 75
G22-US | 47.9997 | GROUND-LOK | 4 | 65.753 | 0.73 | 30602 | 0
G24 | 26.9087 | GROUND-LOK | 2 | 36.8612 | 0.73 | 30620 | 75
G24-US | 39.0003 | GROUND-LOK | 2 | 53.425 | 0.73 | 30622 | 0
G25 | 32.9997 | GROUND-LOK | 2 | 45.205 | 0.73 | 30640 | 75
G250-DB | 14.166 | LOW-WING DB | 10 | 19.4055 | 0.73 | 30765 | 78
G250-DB-US | 27.4998 | LOW-WING DB | 10 | 37.671 | 0.73 | 30767 | 0
G25-US | 51.5 | GROUND-LOK | 2 | 70.548 | 0.73 | 30642 | 0
G29 | 1.4976 | GROUND ROD CLAMP | 50 | 2.304 | 0.65 | 27000 | 77
G-2-S | 5.2695 | ECON CLAMP | 25 | 7.2185 | 0.73 | 30180 | 76
G2S-DB | 8.6207 | ECON CLAMP DB | 25 | 11.8092 | 0.73 | 70622 | 76
G2S-DB-US | 15.6001 | ECON CLAMP DB | 25 | 21.37 | 0.73 | 70624 | 0
G2SS | 7.32 | GROUND-LOK SS | 25 | 10.0274 | 0.73 | 30902 | 75
G2S-SS | 6.5041 | ECON CLAMP SS | 25 | 8.9097 | 0.73 | 70613 | 76
G2S-SS-US | 13.4999 | ECON CLAMP SS | 25 | 18.493 | 0.73 | 70615 | 0
G2SS-US | 15 | GROUND-LOK SS | 25 | 20.548 | 0.73 | 30904 | 0
G2-US | 10.0003 | GROUND-LOK | 25 | 13.699 | 0.73 | 30162 | 0
G30 | 1.5215 | GROUND ROD CLAMP | 50 | 2.3407 | 0.65 | 27010 | 77
G31 | 1.8845 | GROUND ROD CLAMP | 50 | 2.8993 | 0.65 | 27020 | 77
G31E | 1.3686 | GRND ROD CLAMP ECON | 50 | 2.1056 | 0.65 | 27015 | 77
G32 | 1.8201 | GRND ROD CLAMP | 50 | 2.8001 | 0.65 | 27030 | 77
G340 | 2.6656 | GROUND ROD CLAMP | 50 | 4.1009 | 0.65 | 27070 | 77
G3410 | 2.9214 | GRND ROD CLMP LRG | 10 | 4.4944 | 0.65 | 26924 | 77
G3435 | 18.9859 | GRND ROD CLMP LRG | 5 | 29.209 | 0.65 | 26923 | 77
G41 | 21.4 | GROUND-LOK | 20 | 29.315 | 0.73 | 30700 | 74
G41SS | 21.5 | GROUND-LOK SS | 20 | 29.452 | 0.73 | 30941 | 75
G41SS-US | 21.5 | GROUND-LOK SS | 20 | 29.452 | 0.73 | 30944 | 0
G42 | 22.3497 | GROUND-LOK | 20 | 30.616 | 0.73 | 30720 | 74
G42SS | 22.4497 | GROUND-LOK SS | 20 | 30.753 | 0.73 | 30942 | 75
G42SS-US | 22.4497 | GROUND-LOK SS | 20 | 30.753 | 0.73 | 30945 | 0
G43 | 23.5002 | GROUND-LOK | 20 | 32.192 | 0.73 | 30740 | 74
G43SS | 25.5004 | GROUND-LOK SS | 20 | 34.932 | 0.73 | 30943 | 75
G43SS-US | 25.5004 | GROUND-LOK | 20 | 34.932 | 0.73 | 30724 | 0
G450-DB | 31.7595 | LOW-WING DB | 2 | 43.5062 | 0.73 | 30775 | 78
G450-DB-US | 38.0002 | LOW-WING DB | 2 | 52.055 | 0.73 | 30777 | 0
G-4-S | 5.7763 | ECON CLAMP | 10 | 7.9127 | 0.73 | 30260 | 76
G5 | 20.1568 | GROUND-LOK | 25 | 27.612 | 0.73 | 30280 | 75
G50 | 3.127 | GROUND-LOK | 20 | 4.2836 | 0.73 | 30685 | 74
G50-US | 8.0001 | GROUND-LOK | 20 | 10.959 | 0.73 | 30687 | 0
G515 | 21.757 | GROUND-LOK | 4 | 29.8041 | 0.73 | 30485 | 75
G515-US | 38.5002 | GROUND-LOK | 4 | 52.74 | 0.73 | 30487 | 0
G516 | 29.9702 | GROUND-LOK | 4 | 41.0551 | 0.73 | 30505 | 75
G516-US | 51 | GROUND-LOK | 4 | 69.863 | 0.73 | 30507 | 0
G53 | 5.3763 | GROUND-LOK | 25 | 7.3648 | 0.73 | 30205 | 75
G53SS | 6.7245 | GROUND-LOK SS | 25 | 9.2116 | 0.73 | 30953 | 75
G53SS-US | 19.1997 | GROUND-LOK SS | 25 | 26.301 | 0.73 | 30956 | 0
G53-US | 15.5001 | GROUND-LOK | 25 | 21.233 | 0.73 | 30207 | 0
G54 | 8.7599 | GROUND-LOK | 20 | 11.9999 | 0.73 | 30245 | 75
G54SS | 11.7859 | GROUND-LOK SS | 10 | 16.145 | 0.73 | 30954 | 75
G54SS-US | 22.0219 | GROUND-LOK SS | 10 | 30.167 | 0.73 | 30957 | 0
G54-US | 19.1997 | GROUND-LOK | 20 | 26.301 | 0.73 | 30247 | 0
G-580 | 2.4148 | GROUND ROD CLAMP | 50 | 3.7151 | 0.65 | 27090 | 77
G5810B | 6.7249 | GRND ROD CLMP BREAK | 10 | 10.346 | 0.65 | 26910 | 77
G-5-S | 4.0238 | ECON CLAMP | 25 | 5.512 | 0.73 | 30300 | 76
G5-US | 26.4997 | GROUND-LOK | 25 | 36.301 | 0.73 | 30282 | 0
G6 | 20.3086 | GROUND-LOK | 20 | 27.82 | 0.73 | 30320 | 75
G61 | 5.141 | GROUND-LOK | 20 | 7.0424 | 0.73 | 30705
G62 | 6.1692 | GROUND-LOK | 20 | 8.451 | 0.73 | 30725
G63 | 7.3669 | GROUND-LOK | 20 | 10.0917 | 0.73 | 30745
G650-DB | 40.2593 | LOW-WING DB | 2 | 55.1497 | 0.73 | 30785 | 78
G650-DB-US | 59.0001 | LOW-WING DB | 2 | 80.822 | 0.73 | 30787 | 0
G-6-S | 7.7057 | ECON CLAMP | 20 | 10.5558 | 0.73 | 30340 | 76
G6-US | 28.7503 | GROUND-LOK | 20 | 39.384 | 0.73 | 30322 | 0
G7 | 20.6809 | GROUND-LOK | 25 | 28.33 | 0.73 | 30360 | 75
G7-US | 27.7502 | GROUND-LOK | 25 | 38.014 | 0.73 | 30362 | 0
G8 | 20.8327 | GROUND-LOK | 20 | 28.538 | 0.73 | 30380 | 75
G8-US | 29.3497 | GROUND-LOK | 20 | 40.205 | 0.73 | 30380 | 0
G9 | 22.2511 | GROUND-LOK | 25 | 30.481 | 0.73 | 30400 | 75
G9-US | 30.0001 | GROUND-LOK | 25 | 41.096 | 0.73 | 30402 | 0
GAC 1 | 3.6296 | AL GROUND CLAMP | 25 | 5.584 | 0.65 | 30810 | 76
GAC 2 | 7.773 | AL GROUND CLAMP | 10 | 11.9584 | 0.65 | 30820 | 76
GAC 4 | 20.2463 | AL GROUND CLAMP | 4 | 31.1481 | 0.65 | 30840 | 76
GBB416H | 34.1151 | GROUND BUS BAR | 1 | 46.733 | 0.73 | 27183 | 98
GBB4212G | 70.6377 | GROUND BUS BAR | 1 | 96.764 | 0.73 | 27188 | 98
GBB4212N | 44.8468 | GROUND BUS BAR | 1 | 61.434 | 0.73 | 27180 | 98
GBB4212X | 70.4983 | GROUND BUS BAR | 1 | 96.573 | 0.73 | 27186 | 98
GBC250A-SS | 13.4254 | I-BEAM CLAMP AL | 10 | 18.391 | 0.73 | 27174 | 87
GBC250A-SST | 13.9392 | I-BEAM CLAMP AL | 10 | 19.0948 | 0.73 | 27176 | 87
GBC2A-SS | 10.4927 | I-BEAM CLAMP AL | 10 | 14.3736 | 0.73 | 27171 | 87
GBC2A-SST | 11.9993 | I-BEAM CLAMP AL | 10 | 16.4374 | 0.73 | 27172 | 87
GBC40-2 | 32.0934 | I-BEAM CLAMP | 1 | 43.9635 | 0.73 | 27192 | 86
GBC40-4 | 41.8362 | I-BEAM CLAMP | 1 | 57.3098 | 0.73 | 27194 | 86
GBC40-6 | 43.4682 | I-BEAM CLAMP | 1 | 59.5455 | 0.73 | 27196 | 86
GBC40-8 | 45.0932 | I-BEAM CLAMP | 1 | 61.7715 | 0.73 | 27198 | 86
GBC4A-SS | 2.7032 | I-BEAM CLAMP AL | 25 | 3.703 | 0.73 | 27178 | 87
GBC4A-SST | 3.85 | I-BEAM CLAMP AL | 25 | 5.274 | 0.73 | 27179 | 87
GBCH6 | Quoted | I-BEAM CLAMP | 10 | Quoted |  | 27190 | 86
GBCH6-SS | Quoted | I-BEAM CLAMP | 10 | Quoted |  | 27189 | 86
GBCL | 14.0805 | I-BEAM CLAMP | 10 | 19.2883 | 0.73 | 27500 | 86
GBK4-4 | 6.1053 | INTERSYSTEM BOND KIT | 12 | 8.3634 | 0.73 | 27470 | 83
GCT-BC1500 | 2205 | COMPRESSION TOOL | 1 | 2450 | 0.9 | 60315 | 0
GCT-D1B1000 | 4205.25 | COMPRESSION TOOL | 1 | 4672.5 | 0.9 | 60309 | 0
GCT-D1SB1000 | 3622.5 | COMPRESSION TOOL | 1 | 4025 | 0.9 | 60311 | 0
GCT-D4B750 | 4398.975 | COMPRESSION TOOL | 1 | 4887.75 | 0.9 | 60305 | 0
GCT-D4H750 | 2362.5 | COMPRESSION TOOL | 1 | 2625 | 0.9 | 60307 | 0
GCT-UB750 | 3969 | COMPRESSION TOOL | 1 | 4410 | 0.9 | 60301 | 0
GCT-UH750 | 1758.7503 | COMPRESSION TOOL | 1 | 1954.167 | 0.9 | 60303 | 0
GCT-UPB1500 | 5932.5003 | COMPRESSION TOOL | 1 | 6591.667 | 0.9 | 60313 | 0
GFGC2 | 8.7857 | FENCE WIRE CLAMP | 10 | 12.0352 | 0.73 | 25912 | 92
GFGC20 | 32.4518 | FENCE WIRE CLAMP | 5 | 44.4545 | 0.73 | 25920 | 92
GFGC240 | 33.1246 | FENCE WIRE CLAMP | 5 | 45.3761 | 0.73 | 25924 | 92
GFGC4 | 8.5455 | FENCE WIRE CLAMP | 10 | 11.7061 | 0.73 | 25914 | 92
GFGC6 | 7.8967 | FENCE WIRE CLAMP | 10 | 10.8174 | 0.73 | 25916 | 92
GFGC8 | 7.7446 | FENCE WIRE CLAMP | 10 | 10.609 | 0.73 | 25918 | 92
GL100058 | 30.6091 | CU COMPR PEEPHOLE | 3 | 61.2182 | 0.5 | 32042 | 23
GL1000N | 31.8982 | CU COMPR PEEPHOLE | 1 | 63.7964 | 0.5 | 32064 | 23
GL1038 | 2.4021 | CU COMPR PEEPHOLE | 50 | 4.8042 | 0.5 | 32014 | 23
GL1048 | 2.4021 | CU COMPR PEEPHOLE | 50 | 4.8042 | 0.5 | 32016 | 23
GL1056 | 2.4021 | CU COMPR PEEPHOLE | 50 | 4.8042 | 0.5 | 32015 | 23
GL1111FX58 | 80.6034 | CU FLEX COMPR LUG | 1 | 124.0053 | 0.65 | 32186 | 33
GL111FX38 | 4.5579 | CU FLEX COMPR LUG | 1 | 7.0122 | 0.65 | 32173 | 33
GL114 | 2.2601 | CU COMPR PEEPHOLE | 50 | 4.5201 | 0.5 | 32011 | 23
GL131FX38 | 4.9819 | CU FLEX COMPR LUG | 1 | 7.6645 | 0.65 | 32169 | 33
GL131FX48 | 4.9819 | CU FLEX COMPR LUG | 1 | 7.6645 | 0.65 | 32174 | 33
GL138 | 2.2601 | CU COMPR PEEPHOLE | 50 | 4.5201 | 0.5 | 32012 | 23
GL156 | 2.2601 | CU COMPR PEEPHOLE | 50 | 4.5201 | 0.5 | 32013 | 23
GL181FX48 | 6.254 | CU FLEX COMPR LUG | 1 | 9.6215 | 0.65 | 32175 | 33
GL181NFX | 6.9999 | CU FLEX COMPR LUG | 1 | 10.769 | 0.65 | 32510 | 33
GL2038 | 2.7987 | CU COMPR PEEPHOLE | 25 | 5.5974 | 0.5 | 32018 | 23
GL2048 | 2.7987 | CU COMPR PEEPHOLE | 25 | 5.5974 | 0.5 | 32020 | 23
GL2056 | 2.7987 | CU COMPR PEEPHOLE | 25 | 5.5974 | 0.5 | 32019 | 23
GL20N | 4.0132 | CU COMPR PEEPHOLE | 25 | 8.0264 | 0.5 | 32044 | 23
GL214 | 2.113 | CU COMPR PEEPHOLE | 50 | 4.226 | 0.5 | 32007 | 23
GL222FX38 | 5.1972 | CU FLEX COMPR LUG | 1 | 7.9957 | 0.65 | 32188 | 33
GL222FX48 | 5.1972 | CU FLEX COMPR LUG | 1 | 7.9957 | 0.65 | 32176 | 33
GL222FX56 | 5.1972 | CU FLEX COMPR LUG | 1 | 7.9957 | 0.65 | 32187 | 33
GL222NFX | 6.1114 | CU FLEX COMPR LUG | 1 | 9.4022 | 0.65 | 32515 | 33
GL238 | 2.113 | CU COMPR PEEPHOLE | 50 | 4.226 | 0.5 | 32010 | 23
GL25048 | 4.3873 | CU COMPR PEEPHOLE | 25 | 8.7746 | 0.5 | 32028 | 23
GL250N | 5.9792 | CU COMPR PEEPHOLE | 25 | 11.9584 | 0.5 | 32050 | 23
GL256 | 2.113 | CU COMPR PEEPHOLE | 50 | 4.226 | 0.5 | 32009 | 23
GL262FX48 | 5.8482 | CU FLEX COMPR LUG | 1 | 8.9973 | 0.65 | 32177 | 33
GL262NFX | 7.138 | CU FLEX COMPR LUG | 1 | 10.9816 | 0.65 | 32520 | 33
GL30048 | 5.1756 | CU COMPR PEEPHOLE | 12 | 10.3511 | 0.5 | 32030 | 23
GL300N | 7.2135 | CU COMPR PEEPHOLE | 12 | 14.4269 | 0.5 | 32052 | 23
GL3038 | 3.31 | CU COMPR PEEPHOLE | 25 | 6.6199 | 0.5 | 32022 | 23
GL3048 | 3.31 | CU COMPR PEEPHOLE | 25 | 6.6199 | 0.5 | 32024 | 23
GL30N | 4.8053 | CU COMPR PEEPHOLE | 25 | 9.6106 | 0.5 | 32046 | 23
GL313FX48 | 7.3023 | CU FLEX COMPR LUG | 1 | 11.2343 | 0.65 | 32178 | 33
GL313FX58 | 7.3023 | CU FLEX COMPR LUG | 1 | 11.2343 | 0.65 | 32189 | 33
GL313NFX | 8.8681 | CU FLEX COMPR LUG | 1 | 13.6433 | 0.65 | 32525 | 33
GL338 | 2.65 | CU COMPR PEEPHOLE | 50 | 5.3 | 0.5 | 32017 | 23
GL35048 | 5.1756 | CU COMPR PEEPHOLE | 12 | 10.3511 | 0.5 | 32032 | 23
GL350N | 7.762 | CU COMPR PEEPHOLE | 12 | 15.524 | 0.5 | 32054 | 23
GL373FX48 | 10.219 | CU FLEX COMPR LUG | 1 | 15.7215 | 0.65 | 32179 | 33
GL373FX58 | 10.219 | CU FLEX COMPR LUG | 1 | 15.7215 | 0.65 | 32190 | 33
GL373NFX | 10.7966 | CU FLEX COMPR LUG | 1 | 16.6102 | 0.65 | 32530 | 33
GL40048 | 6.5552 | CU COMPR PEEPHOLE | 6 | 13.1104 | 0.5 | 32034 | 23
GL400N | 8.4751 | CU COMPR PEEPHOLE | 6 | 16.9502 | 0.5 | 32056 | 23
GL4038 | 3.7708 | CU COMPR PEEPHOLE | 25 | 7.5415 | 0.5 | 32027 | 23
GL4048 | 3.7708 | CU COMPR PEEPHOLE | 25 | 7.5415 | 0.5 | 32026 | 23
GL40N | 5.4323 | CU COMPR PEEPHOLE | 25 | 10.8646 | 0.5 | 32048 | 23
GL414 | 1.1037 | CU COMPR PEEPHOLE | 100 | 2.2073 | 0.5 | 32005 | 23
GL438 | 1.1037 | CU COMPR PEEPHOLE | 100 | 2.2073 | 0.5 | 32008 | 23
GL444FX48 | 18.7549 | CU FLEX COMPR LUG | 1 | 28.8537 | 0.65 | 32180 | 33
GL444NFX | 19.8225 | CU FLEX COMPR LUG | 1 | 30.4962 | 0.65 | 32535 | 33
GL456 | 1.1037 | CU COMPR PEEPHOLE | 100 | 2.2073 | 0.5 | 32006 | 23
GL50048 | 9.1478 | CU COMPR PEEPHOLE | 6 | 18.2956 | 0.5 | 32036 | 23
GL500N | 10.9985 | CU COMPR PEEPHOLE | 6 | 21.9969 | 0.5 | 32058 | 23
GL50FX56 | 3.816 | CU FLEX COMPR LUG | 1 | 5.8707 | 0.65 | 32170 | 33
GL535FX48 | 23.5114 | CU FLEX COMPR LUG | 1 | 36.1714 | 0.65 | 32181 | 33
GL535FX58 | 23.5114 | CU FLEX COMPR LUG | 1 | 36.1714 | 0.65 | 32191 | 33
GL535NFX | 25.2381 | CU FLEX COMPR LUG | 1 | 38.8278 | 0.65 | 32540 | 33
GL60048 | 14.5915 | CU COMPR PEEPHOLE | 6 | 29.1829 | 0.5 | 32038 | 23
GL600N | 15.1126 | CU COMPR PEEPHOLE | 6 | 30.2252 | 0.5 | 32060 | 23
GL60FX56 | 3.816 | CU FLEX COMPR LUG | 1 | 5.8707 | 0.65 | 32171 | 33
GL610 | 0.8294 | CU COMPR PEEPHOLE | 100 | 1.6588 | 0.5 | 31999 | 23
GL614 | 0.8294 | CU COMPR PEEPHOLE | 100 | 1.6588 | 0.5 | 32004 | 23
GL638 | 0.8294 | CU COMPR PEEPHOLE | 100 | 1.6588 | 0.5 | 32003 | 23
GL646FX48 | 28.7885 | CU FLEX COMPR LUG | 1 | 44.29 | 0.65 | 32192 | 33
GL646FX58 | 28.7885 | CU FLEX COMPR LUG | 1 | 44.29 | 0.65 | 32183 | 33
GL646NFX | 35.2424 | CU FLEX COMPR LUG | 1 | 54.219 | 0.65 | 32545 | 33
GL656 | 0.8294 | CU COMPR PEEPHOLE | 100 | 1.6588 | 0.5 | 32001 | 23
GL75048 | 14.756 | CU COMPR PEEPHOLE | 3 | 29.512 | 0.5 | 32040 | 23
GL75058 | 14.756 | CU COMPR PEEPHOLE | 3 | 29.512 | 0.5 | 32041 | 23
GL750N | 17.1148 | CU COMPR PEEPHOLE | 3 | 34.2295 | 0.5 | 32062 | 23
GL777FX48 | 36.9591 | CU FLEX COMPR LUG | 1 | 56.8601 | 0.65 | 32193 | 33
GL777FX58 | 36.9591 | CU FLEX COMPR LUG | 1 | 56.8601 | 0.65 | 32184 | 33
GL777NFX | 42.1324 | CU FLEX COMPR LUG | 1 | 64.819 | 0.65 | 32550 | 33
GL810 | 0.7449 | CU COMPR PEEPHOLE | 100 | 1.4898 | 0.5 | 32000 | 23
GL814 | 0.7449 | CU COMPR PEEPHOLE | 100 | 1.4898 | 0.5 | 32002 | 23
GL90FX56 | 4.24 | CU FLEX COMPR LUG | 1 | 6.523 | 0.65 | 32172 | 33
GL929FX58 | 71.3804 | CU FLEX COMPR LUG | 1 | 109.816 | 0.65 | 32185 | 33
GLT-1 | 6.0486 | BRNZ XFMR CONN | 50 | 8.6408 | 0.7 | 71080 | 96
GLT-20 | 6.6094 | BRNZ XFMR CONN | 50 | 9.442 | 0.7 | 71082 | 96
GLT-250 | 9.5029 | BRNZ XFMR CONN | 25 | 13.5755 | 0.7 | 71084 | 96
GP 10 | 5.141 | AL GUTTER TAP | 12 | 7.9092 | 0.65 | 13118 | 55
GP 2 | 4.5047 | AL GUTTER TAP | 24 | 6.9303 | 0.65 | 13117 | 55
GP 250 | 8.1647 | AL GUTTER TAP | 12 | 12.561 | 0.65 | 13119 | 55
GP 350 | 10.8226 | AL GUTTER TAP | 6 | 16.6501 | 0.65 | 13121 | 55
GP 500 | 11.4236 | AL GUTTER TAP | 6 | 17.5748 | 0.65 | 13122 | 55
GPC 10 | 3.5987 | GUTTER TAP COVER | 6 | 5.5364 | 0.65 | 13138 | 55
GPC 2 | 4.2082 | GUTTER TAP COVER | 12 | 6.4741 | 0.65 | 13137 | 55
GPC 250 | 4.9711 | GUTTER TAP COVER | 6 | 7.6479 | 0.65 | 13140 | 55
GPC 350 | 10.6 | GUTTER TAP COVER | 3 | 16.3077 | 0.65 | 13141 | 55
GPC 500 | 6.8459 | GUTTER TAP COVER | 3 | 10.5322 | 0.65 | 13142 | 55
GPC-202 | 7.6108 | GROUND-PRES C | 10 | 10.8725 | 0.7 | 12921
GPC-2020 | 5.9148 | GROUND-PRES C | 10 | 8.4497 | 0.7 | 12920 | 84
GPC-22 | 2.9457 | GROUND-PRES C | 25 | 4.2082 | 0.7 | 12922 | 84
GPC-24 | 3.551 | GROUND-PRES C | 25 | 5.0728 | 0.7 | 12925 | 84
GPC-2520 | 9.7259 | GROUND-PRES C | 10 | 13.8942 | 0.7 | 12923 | 84
GPC-2525 | 9.4976 | GROUND-PRES C | 10 | 13.568 | 0.7 | 12924 | 84
GPC-26 | 2.8567 | GROUND-PRES C | 25 | 4.081 | 0.7 | 12926 | 84
GPC-4020 | 9.6346 | GROUND-PRES C | 10 | 13.7637 | 0.7 | 12942 | 84
GPC-4040 | 9.6346 | GROUND-PRES C | 10 | 13.7637 | 0.7 | 12940 | 84
GPC-44 | 2.1503 | GROUND-PRES C | 50 | 3.0719 | 0.7 | 12944 | 84
GPC-46 | 2.2603 | GROUND-PRES C | 50 | 3.229 | 0.7 | 12946 | 84
GPL122 | 65.9935 | GROUND-PRES L | 4 | 94.2764 | 0.7 | 12723 | 84
GPL1225 | 42.4212 | GROUND-PRES L | 2 | 60.6017 | 0.7 | 12724 | 84
GPL22 | 41.5891 | GROUND-PRES L | 4 | 59.413 | 0.7 | 12722 | 84
GPL342 | 75.1282 | GROUND-PRES L | 2 | 107.326 | 0.7 | 12734 | 84
GPL3425 | 77.91 | GROUND-PRES L | 2 | 111.3 | 0.7 | 12735 | 84
GPL3450 | 83.634 | GROUND-PRES L | 2 | 119.4771 | 0.7 | 12736 | 84
GPP250-2N | Quoted | GROUND-PRES PLATE | 1 | Quoted |  | 12622 | 85
GPP250-4N | Quoted | GROUND-PRES PLATE | 1 | Quoted |  | 12624 | 85
GPR122 | 23.8196 | GROUND-PRES R | 10 | 34.028 | 0.7 | 12822 | 84
GPR1220 | 19.7183 | GROUND-PRES R | 10 | 28.169 | 0.7 | 12823 | 84
GPR1225 | 26.0365 | GROUND-PRES R | 10 | 37.195 | 0.7 | 12824 | 84
GPR342 | 31.1852 | GROUND-PRES R | 10 | 44.5503 | 0.7 | 12834 | 84
GPR3420 | 28.5878 | GROUND-PRES R | 10 | 40.8397 | 0.7 | 12835 | 84
GPR3425 | 32.7824 | GROUND-PRES R | 10 | 46.832 | 0.7 | 12836 | 84
GPR3450 | 29.6058 | GROUND-PRES R | 5 | 42.294 | 0.7 | 12837 | 84
GVC 10 | 8.451 | VISE CONNECTOR | 10 | 13.0015 | 0.65 | 15510 | 54
GVC 2 | 10.812 | VISE CONNECTOR | 15 | 16.6338 | 0.65 | 15502 | 54
GVC 20 | 8.7093 | VISE CONNECTOR | 10 | 13.3989 | 0.65 | 15520 | 54
GVC 3 | 6.532 | VISE CONNECTOR | 20 | 10.0492 | 0.65 | 15503 | 54
GVC 350 | 29.3385 | VISE CONNECTOR | 5 | 45.1361 | 0.65 | 15535 | 54
GVC 4 | 4.207 | VISE CONNECTOR | 25 | 6.4723 | 0.65 | 15504 | 54
GVC 40 | 10.1486 | VISE CONNECTOR | 6 | 15.6132 | 0.65 | 15540 | 54
GVC 6 | 3.3583 | VISE CONNECTOR | 30 | 5.1666 | 0.65 | 15506 | 54
HWA100-9 | 7.7949 | HEAT SHRINK TUBE | 3 | 11.1356 | 0.7 | 41810 | 70
HWA150-9 | 8.6708 | HEAT SHRINK TUBE | 3 | 12.3868 | 0.7 | 41815 | 70
HWA200-9 | 10.1442 | HEAT SHRINK TUBE | 1 | 14.4917 | 0.7 | 41820 | 70
HWA275-12 | 16.6266 | HEAT SHRINK TUBE | 1 | 23.7523 | 0.7 | 41827 | 70
HWA50-6 | 3.8372 | HEAT SHRINK TUBE | 8 | 5.4817 | 0.7 | 41850 | 70
HWA75-6 | 3.9644 | HEAT SHRINK TUBE | 4 | 5.6634 | 0.7 | 41875 | 70
IPC 1002 | 13.0062 | INSUL PIERCE CONN | 12 | 20.0095 | 0.65 | 13110 | 55
IPC 2540 | 35.3722 | INSUL PIERCE CONN | 6 | 54.4187 | 0.65 | 13109 | 55
IPC 3535 | 46.057 | INSUL PIERCE CONN | 6 | 70.8569 | 0.65 | 13114 | 55
IPC 3540 | 29.7557 | INSUL PIERCE CONN | 6 | 45.778 | 0.65 | 13113 | 55
IPC 4006 | 11.8508 | INSUL PIERCE CONN | 12 | 18.232 | 0.65 | 13107 | 55
IPC 4020 | 17.2144 | INSUL PIERCE CONN | 12 | 26.4837 | 0.65 | 13108 | 55
IPC 5012 | 33.1886 | INSUL PIERCE CONN | 4 | 51.0594 | 0.65 | 13116 | 55
IPC 5025 | 48.5375 | INSUL PIERCE CONN | 4 | 74.673 | 0.65 | 13104 | 55
IPC 5050 | 109.18 | INSUL PIERCE CONN | 1 | 167.9692 | 0.65 | 13105 | 55
IPC 7550 | 114.5754 | INSUL PIERCE CONN | 1 | 176.2698 | 0.65 | 13106 | 55
J29-DB | 2.0835 | REBAR CLAMP DB | 50 | 2.8541 | 0.73 | 27101 | 79
J30-DB | 2.734 | REBAR CLAMP DB | 50 | 3.7452 | 0.73 | 27110 | 79
J31-DB | 3.2631 | REBAR CLAMP DB | 25 | 4.47 | 0.73 | 27120 | 79
J32-DB | 8.9702 | REBAR CLAMP DB | 12 | 12.288 | 0.73 | 27130 | 79
J2AR-DB | 11.4009 | BRNZ LAY-IN LUG DB | 25 | 15.6177 | 0.73 | 27210 | 97
J3AR-DB | 16.3173 | BRNZ LAY-IN LUG DB | 25 | 22.3524 | 0.73 | 27211 | 97
J4AR-DB | 20.9638 | BRNZ LAY-IN LUG DB | 12 | 28.7176 | 0.73 | 27212 | 97
J5AR-DB | 32.3103 | BRNZ LAY-IN LUG DB | 1 | 44.2607 | 0.73 | 27213 | 97
J6AR-DB | 38.6861 | BRNZ LAY-IN LUG DB | 1 | 52.9947 | 0.73 | 27214 | 97
J7AR-DB | 66.8331 | BRNZ LAY-IN LUG DB | 1 | 91.5522 | 0.73 | 27215 | 97
J8AR-DB | 76.4901 | BRNZ LAY-IN LUG DB | 1 | 104.781 | 0.73 | 27216 | 97
KTC10 | 10.0207 | SNAP SPLICE | 6 | 13.727 | 0.73 | 37600 | 20
KTC10-K | 17.9882 | SNAP SPLICE KIT | 3 | 24.6414 | 0.73 | 37601 | 21
KTC2 | 9.363 | SNAP SPLICE | 6 | 12.826 | 0.73 | 37400 | 20
KTC2-K | 17.331 | SNAP SPLICE KIT | 3 | 23.7411 | 0.73 | 37401 | 21
KTC20 | 10.8255 | SNAP SPLICE | 6 | 14.8294 | 0.73 | 37700 | 20
KTC20-K | 20.7442 | SNAP SPLICE KIT | 3 | 28.4167 | 0.73 | 37701 | 21
KTC250 | 15.9867 | SNAP SPLICE | 3 | 21.8996 | 0.73 | 38100 | 20
KTC250-K | 26.4152 | SNAP SPLICE KIT | 2 | 36.1852 | 0.73 | 38101 | 21
KTC30 | 12.5665 | SNAP SPLICE | 6 | 17.2144 | 0.73 | 37800 | 20
KTC30-K | 22.525 | SNAP SPLICE KIT | 3 | 30.8562 | 0.73 | 37801 | 21
KTC350 | 18.2539 | SNAP SPLICE | 3 | 25.0054 | 0.73 | 38300 | 20
KTC350-K | 28.673 | SNAP SPLICE KIT | 2 | 39.2781 | 0.73 | 38301 | 21
KTC40 | 13.7814 | SNAP SPLICE | 6 | 18.8786 | 0.73 | 37900 | 20
KTC40-K | 23.691 | SNAP SPLICE KIT | 3 | 32.4534 | 0.73 | 37901 | 21
KTC500 | 22.4712 | SNAP SPLICE | 3 | 30.7824 | 0.73 | 38500 | 20
KTC500-K | 32.966 | SNAP SPLICE KIT | 2 | 45.1589 | 0.73 | 38501 | 21
KTL1038 | 7.1577 | SNAP LUG 1-HOLE | 6 | 9.805 | 0.73 | 35638 | 20
KTL1038-K | 14.0662 | SNAP 1-HOLE LUG KIT | 3 | 19.2688 | 0.73 | 35639 | 21
KTL2038 | 8.0553 | SNAP LUG 1-HOLE | 6 | 11.0346 | 0.73 | 35738 | 20
KTL2038-K | 15.7622 | SNAP 1-HOLE LUG KIT | 3 | 21.5921 | 0.73 | 35739 | 21
KTL238 | 6.1285 | SNAP LUG 1-HOLE | 6 | 8.3952 | 0.73 | 35438 | 20
KTL238-K | 13.0486 | SNAP 1-HOLE LUG KIT | 3 | 17.8748 | 0.73 | 35439 | 21
KTL25048 | 13.2475 | SNAP LUG 1-HOLE | 3 | 18.1472 | 0.73 | 36148 | 20
KTL25048-K | 22.472 | SNAP 1-HOLE LUG KIT | 2 | 30.7836 | 0.73 | 36149 | 21
KTL3038 | 9.7963 | SNAP LUG 1-HOLE | 6 | 13.4196 | 0.73 | 35838 | 20
KTL3038-K | 17.49 | SNAP 1-HOLE LUG KIT | 3 | 23.9589 | 0.73 | 35839 | 21
KTL35048 | 16.598 | SNAP LUG 1-HOLE | 3 | 22.737 | 0.73 | 36348 | 20
KTL35048-K | 25.8322 | SNAP 1-HOLE LUG KIT | 2 | 35.3866 | 0.73 | 36349 | 21
KTL4038 | 10.7558 | SNAP LUG 1-HOLE | 6 | 14.734 | 0.73 | 35938 | 20
KTL4038-K | 18.4652 | SNAP 1-HOLE LUG KIT | 3 | 25.2948 | 0.73 | 35939 | 21
KTL50048 | 20.6295 | SNAP LUG 1-HOLE | 3 | 28.2596 | 0.73 | 36548 | 20
KTL50048-K | 29.839 | SNAP 1-HOLE LUG KIT | 2 | 40.8753 | 0.73 | 36549 | 21
KTL10N | 10.3534 | SNAP LUG 2-HOLE | 6 | 14.1828 | 0.73 | 36810 | 20
KTL10N-K | 17.2674 | SNAP 2-HOLE LUG KIT | 3 | 23.654 | 0.73 | 36811 | 21
KTL2N | 8.5892 | SNAP LUG 2-HOLE | 6 | 11.766 | 0.73 | 36802 | 20
KTL2N-K | 15.4972 | SNAP 2-HOLE LUG KIT | 3 | 21.229 | 0.73 | 36803 | 21
KTL20N | 11.4987 | SNAP LUG 2-HOLE | 6 | 15.7516 | 0.73 | 36820 | 20
KTL20N-K | 19.239 | SNAP 2-HOLE LUG KIT | 3 | 26.3548 | 0.73 | 36821 | 21
KTL250N | 17.1706 | SNAP LUG 2-HOLE | 3 | 23.5214 | 0.73 | 36825 | 20
KTL250N-K | 26.394 | SNAP 2-HOLE LUG KIT | 2 | 36.1562 | 0.73 | 36826 | 21
KTL30N | 13.2397 | SNAP LUG 2-HOLE | 6 | 18.1366 | 0.73 | 36830 | 20
KTL30N-K | 20.935 | SNAP 2-HOLE LUG KIT | 3 | 28.6781 | 0.73 | 36831 | 21
KTL350N | 19.6623 | SNAP LUG 2-HOLE | 3 | 26.9346 | 0.73 | 36835 | 20
KTL350N-K | 28.885 | SNAP 2-HOLE LUG KIT | 2 | 39.5685 | 0.73 | 36836 | 21
KTL40N | 15.0504 | SNAP LUG 2-HOLE | 6 | 20.617 | 0.73 | 36840 | 20
KTL40N-K | 22.7582 | SNAP 2-HOLE LUG KIT | 3 | 31.1756 | 0.73 | 36841 | 21
KTL500N | 24.1658 | SNAP LUG 2-HOLE | 3 | 33.1038 | 0.73 | 36850 | 20
KTL500N-K | 33.39 | SNAP 2-HOLE LUG KIT | 2 | 45.7397 | 0.73 | 36851 | 21
L1000-4N | 104.0606 | CU COMPR 4-BOLT | 1 | 142.5488 | 0.73 | 40085 | 26
L100058 | 34.2295 | CU COMPR LONG | 1 | 68.459 | 0.5 | 41200 | 24
L1000N | 38.9815 | CU COMPR LONG NEMA | 1 | 77.963 | 0.5 | 40055 | 25
L1000-TC38-5 | 47.5593 | CU COMPR TELECOM | 6 | 95.1186 | 0.5 | 33917 | 27
L1014 | 2.8726 | CU COMPR LONG | 50 | 5.7452 | 0.5 | 41129 | 24
L1038 | 2.8726 | CU COMPR LONG | 50 | 5.7452 | 0.5 | 41130 | 24
L1048 | 2.8726 | CU COMPR LONG | 50 | 5.7452 | 0.5 | 41135 | 24
L10N | 3.6802 | CU COMPR LONG NEMA | 25 | 7.3604 | 0.5 | 40000 | 25
L10NDB | 7.6797 | GROUND-PRESS LUG | 10 | 10.971 | 0.7 | 34100 | 85
L10-TC14-1 | 3.9167 | CU COMPR TELECOM | 25 | 7.8334 | 0.5 | 33101 | 27
L10-TC14-2 | 3.9559 | CU COMPR TELECOM | 25 | 7.9118 | 0.5 | 33102 | 27
L10-TC38-5 | 4.1976 | CU COMPR TELECOM | 25 | 8.3952 | 0.5 | 33107 | 27
L10-TC56-4 | 4.0365 | CU COMPR TELECOM | 25 | 8.073 | 0.5 | 33105 | 27
L10V | 7.2192 | CU HI-VOLTAGE LONG | 12 | 9.8893 | 0.73 | 70375 | 28
L1111FX58 | 81.4663 | CU FLEX COMPR LUG | 1 | 125.3327 | 0.65 | 32286 | 34
L1111NFX | 87.5705 | CU FLEX COMPR LUG | 1 | 134.7239 | 0.65 | 32386 | 35
L111FX38 | 4.9998 | CU FLEX COMPR LUG | 1 | 7.692 | 0.65 | 32273 | 34
L111FX48 | 4.187 | CU FLEX COMPR LUG | 1 | 6.4415 | 0.65 | 32301 | 34
L111FX56 | 4.187 | CU FLEX COMPR LUG | 1 | 6.4415 | 0.65 | 32300 | 34
L111NFX | 4.611 | CU FLEX COMPR LUG | 1 | 7.0938 | 0.65 | 32373 | 35
L114 | 2.5656 | CU COMPR LONG | 50 | 5.1311 | 0.5 | 41123 | 24
L1250-4N | 109.7326 | CU COMPR 4-BOLT | 1 | 150.3186 | 0.73 | 40086 | 26
L125058 | 57.664 | CU COMPR LONG | 1 | 115.328 | 0.5 | 41202 | 24
L1250N | 58.4537 | CU COMPR LONG NEMA | 1 | 116.9074 | 0.5 | 40056 | 25
L131FX38 | 5.9359 | CU FLEX COMPR LUG | 1 | 9.1322 | 0.65 | 32294 | 34
L131FX48 | 5.9359 | CU FLEX COMPR LUG | 1 | 9.1322 | 0.65 | 32274 | 34
L131NFX | 6.1997 | CU FLEX COMPR LUG | 1 | 9.538 | 0.65 | 32374 | 35
L138 | 2.5656 | CU COMPR LONG | 50 | 5.1311 | 0.5 | 41125 | 24
L1500-4N | 127.2591 | CU COMPR 4-BOLT | 1 | 174.3276 | 0.73 | 40087 | 26
L150058 | 64.183 | CU COMPR LONG | 1 | 128.366 | 0.5 | 41204 | 24
L1500N | 68.0308 | CU COMPR LONG NEMA | 1 | 136.0616 | 0.5 | 40057 | 25
L156 | 2.5656 | CU COMPR LONG | 50 | 5.1311 | 0.5 | 41124 | 24
L181FX38 | 5.459 | CU FLEX COMPR LUG | 1 | 8.3985 | 0.65 | 32295 | 34
L181FX48 | 5.459 | CU FLEX COMPR LUG | 1 | 8.3985 | 0.65 | 32275 | 34
L181NFX | 6.8497 | CU FLEX COMPR LUG | 1 | 10.538 | 0.65 | 32375 | 35
L1N | 5.2008 | CU COMPR LONG NEMA | 20 | 10.4016 | 0.5 | 33019 | 25
L1-TC14-1 | 3.4191 | CU COMPR TELECOM | 25 | 6.8381 | 0.5 | 33011 | 27
L1-TC14-2 | 3.4381 | CU COMPR TELECOM | 25 | 6.8762 | 0.5 | 33012 | 27
L1-TC38-2 | 3.5632 | CU COMPR TELECOM | 25 | 7.1264 | 0.5 | 33016 | 27
L1-TC38-5 | 3.6247 | CU COMPR TELECOM | 25 | 7.2493 | 0.5 | 33017 | 27
L1-TC56-4 | 3.4842 | CU COMPR TELECOM | 25 | 6.9684 | 0.5 | 33015 | 27
L1V | 6.3991 | CU HI-VOLTAGE LONG | 25 | 8.7659 | 0.73 | 70370 | 28
L2000-4N | 144.3911 | CU COMPR 4-BOLT | 1 | 197.796 | 0.73 | 40089 | 26
L200058 | 86.4059 | CU COMPR LONG | 1 | 172.8118 | 0.5 | 41206 | 24
L2000N | 105.1255 | CU COMPR LONG NEMA | 1 | 210.251 | 0.5 | 40059 | 25
L2038 | 3.0971 | CU COMPR LONG | 25 | 6.1942 | 0.5 | 41140 | 24
L2048 | 3.0971 | CU COMPR LONG | 25 | 6.1942 | 0.5 | 41145 | 24
L20N | 4.2661 | CU COMPR LONG NEMA | 25 | 8.5322 | 0.5 | 40005 | 25
L20NDB | 7.7949 | GROUND-PRESS LUG | 10 | 11.1356 | 0.7 | 34200 | 85
L20NV | 9.7308 | CU HI-VOLTAGE LONG | 12 | 13.3298 | 0.73 | 70420 | 28
L20-TC14-1 | 4.6651 | CU COMPR TELECOM | 25 | 9.3301 | 0.5 | 33201 | 27
L20-TC14-2 | 4.7123 | CU COMPR TELECOM | 25 | 9.4245 | 0.5 | 33202 | 27
L20-TC38-5 | 4.858 | CU COMPR TELECOM | 25 | 9.716 | 0.5 | 33207 | 27
L20V | 7.6541 | CU HI-VOLTAGE LONG | 12 | 10.485 | 0.73 | 70380 | 28
L214 | 2.3303 | CU COMPR LONG | 50 | 4.6605 | 0.5 | 41118 | 24
L222FX38 | 6.3176 | CU FLEX COMPR LUG | 1 | 9.7194 | 0.65 | 32288 | 34
L222FX48 | 6.3176 | CU FLEX COMPR LUG | 1 | 9.7194 | 0.65 | 32276 | 34
L222NFX | 7.261 | CU FLEX COMPR LUG | 1 | 11.1708 | 0.65 | 32376 | 35
L238 | 2.3303 | CU COMPR LONG | 50 | 4.6605 | 0.5 | 41120 | 24
L25038 | 4.864 | CU COMPR LONG | 25 | 9.7279 | 0.5 | 41164 | 24
L25048 | 4.864 | CU COMPR LONG | 25 | 9.7279 | 0.5 | 41165 | 24
L250-4N | 36.887 | CU COMPR 4-BOLT | 1 | 50.5302 | 0.73 | 40081 | 26
L250N | 6.3812 | CU COMPR LONG NEMA | 25 | 12.7624 | 0.5 | 40020 | 25
L250NDB | 12.6715 | GROUND-PRESS LUG | 10 | 18.1022 | 0.7 | 34250 | 85
L250NV | 14.0154 | CU HI-VOLTAGE LONG | 12 | 19.1992 | 0.73 | 70435 | 28
L250-TC38-5 | 7.367 | CU COMPR TELECOM | 12 | 14.734 | 0.5 | 33257 | 27
L250V | 10.2914 | CU HI-VOLTAGE LONG | 12 | 14.0978 | 0.73 | 70395 | 28
L256 | 2.3303 | CU COMPR LONG | 50 | 4.6605 | 0.5 | 41119 | 24
L262FX48 | 7.1597 | CU FLEX COMPR LUG | 1 | 11.0149 | 0.65 | 32277 | 34
L262NFX | 8.45 | CU FLEX COMPR LUG | 1 | 13 | 0.65 | 32377 | 35
L2N | 4.6879 | CU COMPR LONG NEMA | 20 | 9.3758 | 0.5 | 33029 | 25
L2-TC14-1 | 3.3846 | CU COMPR TELECOM | 25 | 6.7692 | 0.5 | 33021 | 27
L2-TC14-2 | 3.3941 | CU COMPR TELECOM | 25 | 6.7882 | 0.5 | 33022 | 27
L2-TC38-2 | 3.4853 | CU COMPR TELECOM | 25 | 6.9706 | 0.5 | 33026 | 27
L2-TC38-25 | 4.0898 | CU COMPR TELECOM | 25 | 8.1796 | 0.5 | 33024 | 27
L2-TC38-5 | 3.5569 | CU COMPR TELECOM | 25 | 7.1138 | 0.5 | 33027 | 27
L2-TC38-8 | 3.6634 | CU COMPR TELECOM | 25 | 7.3267 | 0.5 | 33028 | 27
L2-TC56-2 | 3.471 | CU COMPR TELECOM | 25 | 6.9419 | 0.5 | 33025 | 27
L2V | 5.8945 | CU HI-VOLTAGE LONG | 25 | 8.0747 | 0.73 | 70365 | 28
L30048 | 5.7873 | CU COMPR LONG | 12 | 11.5745 | 0.5 | 41170 | 24
L300N | 8.0363 | CU COMPR LONG NEMA | 12 | 16.0726 | 0.5 | 40025 | 25
L300-TC38-5 | 9.1425 | CU COMPR TELECOM | 12 | 18.285 | 0.5 | 33337 | 27
L3038 | 3.7631 | CU COMPR LONG | 25 | 7.5261 | 0.5 | 41150 | 24
L3048 | 3.7631 | CU COMPR LONG | 25 | 7.5261 | 0.5 | 41155 | 24
L30N | 4.9337 | CU COMPR LONG NEMA | 25 | 9.8673 | 0.5 | 40010 | 25
L30NDB | 9.0524 | GROUND-PRESS LUG | 10 | 12.932 | 0.7 | 34300 | 85
L30NV | 10.9321 | CU HI-VOLTAGE LONG | 12 | 14.9755 | 0.73 | 70425 | 28
L30-TC14-1 | 5.459 | CU COMPR TELECOM | 25 | 10.918 | 0.5 | 33301 | 27
L30-TC14-2 | 5.4855 | CU COMPR TELECOM | 25 | 10.971 | 0.5 | 33302 | 27
L30-TC38-5 | 5.618 | CU COMPR TELECOM | 25 | 11.236 | 0.5 | 33307 | 27
L30V | 8.5295 | CU HI-VOLTAGE LONG | 12 | 11.6842 | 0.73 | 70385 | 28
L313FX38 | 9.116 | CU FLEX COMPR LUG | 1 | 14.0246 | 0.65 | 32289 | 34
L313FX48 | 9.116 | CU FLEX COMPR LUG | 1 | 14.0246 | 0.65 | 32278 | 34
L313FX58 | 9.116 | CU FLEX COMPR LUG | 1 | 14.0246 | 0.65 | 32290 | 34
L313NFX | 10.176 | CU FLEX COMPR LUG | 1 | 15.6554 | 0.65 | 32378 | 35
L338 | 2.173 | CU COMPR LONG | 50 | 4.346 | 0.5 | 41117 | 24
L35048 | 5.883 | CU COMPR LONG | 12 | 11.766 | 0.5 | 41175 | 24
L350-4N | 41.4447 | CU COMPR 4-BOLT | 1 | 56.7736 | 0.73 | 40082 | 26
L350N | 8.1734 | CU COMPR LONG NEMA | 12 | 16.3468 | 0.5 | 40030 | 25
L350NDB | 17.0489 | GROUND-PRESS LUG | 6 | 24.3556 | 0.7 | 34350 | 85
L350NV | 17.2189 | CU HI-VOLTAGE LONG | 12 | 23.5876 | 0.73 | 70440 | 28
L350-TC14-2 | 9.01 | CU COMPR TELECOM | 12 | 18.02 | 0.5 | 33352 | 27
L350-TC38-5 | 9.3015 | CU COMPR TELECOM | 12 | 18.603 | 0.5 | 33357 | 27
L350V | 11.9732 | CU HI-VOLTAGE LONG | 12 | 16.4017 | 0.73 | 70400 | 28
L373FX48 | 11.766 | CU FLEX COMPR LUG | 1 | 18.1015 | 0.65 | 32279 | 34
L373FX58 | 11.766 | CU FLEX COMPR LUG | 1 | 18.1015 | 0.65 | 32299 | 34
L373NFX | 13 | CU FLEX COMPR LUG | 1 | 20 | 0.65 | 32379 | 35
L3-TC14-1 | 3.1117 | CU COMPR TELECOM | 25 | 6.2233 | 0.5 | 33031 | 27
L3-TC38-25 | 3.7418 | CU COMPR TELECOM | 25 | 7.4836 | 0.5 | 33039 | 27
L3-TC38-5 | 3.2161 | CU COMPR TELECOM | 25 | 6.4321 | 0.5 | 33037 | 27
L40048 | 7.5152 | CU COMPR LONG | 6 | 15.0303 | 0.5 | 41180 | 24
L400N | 9.7094 | CU COMPR LONG NEMA | 6 | 19.4187 | 0.5 | 40035 | 25
L4038 | 4.1855 | CU COMPR LONG | 25 | 8.3709 | 0.5 | 41156 | 24
L4048 | 4.1855 | CU COMPR LONG | 25 | 8.3709 | 0.5 | 41160 | 24
L40-4N | 28.8849 | CU COMPR 4-BOLT | 1 | 39.5684 | 0.73 | 40080 | 26
L40N | 5.6227 | CU COMPR LONG NEMA | 25 | 11.2453 | 0.5 | 40015 | 25
L40NDB | 10.3292 | GROUND-PRESS LUG | 10 | 14.756 | 0.7 | 34400 | 85
L40NV | 12.0533 | CU HI-VOLTAGE LONG | 12 | 16.5114 | 0.73 | 70430 | 28
L40-TC14-2 | 6.201 | CU COMPR TELECOM | 25 | 12.402 | 0.5 | 33402 | 27
L40-TC38-5 | 6.3865 | CU COMPR TELECOM | 25 | 12.773 | 0.5 | 33407 | 27
L40V | 9.3303 | CU HI-VOLTAGE LONG | 12 | 12.7813 | 0.73 | 70390 | 28
L414 | 1.2524 | CU COMPR LONG | 100 | 2.5047 | 0.5 | 41109 | 24
L438 | 1.2524 | CU COMPR LONG | 100 | 2.5047 | 0.5 | 41115 | 24
L444FX48 | 19.3954 | CU FLEX COMPR LUG | 1 | 29.839 | 0.65 | 32280 | 34
L444NFX | 21.6003 | CU FLEX COMPR LUG | 1 | 33.2312 | 0.65 | 32380 | 35
L456 | 1.2524 | CU COMPR LONG | 100 | 2.5047 | 0.5 | 41110 | 24
L4N | 4.0577 | CU COMPR LONG NEMA | 20 | 8.1153 | 0.5 | 33049 | 25
L4-TC14-1 | 2.774 | CU COMPR TELECOM | 25 | 5.548 | 0.5 | 33041 | 27
L4-TC14-2 | 2.8021 | CU COMPR TELECOM | 25 | 5.6042 | 0.5 | 33042 | 27
L4-TC38-2 | 2.8302 | CU COMPR TELECOM | 25 | 5.6604 | 0.5 | 33046 | 27
L4-TC38-5 | 2.8583 | CU COMPR TELECOM | 25 | 5.7166 | 0.5 | 33047 | 27
L4V | 5.0439 | CU HI-VOLTAGE LONG | 50 | 6.9095 | 0.73 | 70360 | 28
L50048 | 11.0558 | CU COMPR LONG | 6 | 22.1116 | 0.5 | 41185 | 24
L500-4N | 45.0893 | CU COMPR 4-BOLT | 1 | 61.7662 | 0.73 | 40083 | 26
L500N | 12.349 | CU COMPR LONG NEMA | 6 | 24.698 | 0.5 | 40040 | 25
L500NDB | 22.9623 | GROUND-PRESS LUG | 6 | 32.8033 | 0.7 | 34500 | 85
L500NV | 25.2679 | CU HI-VOLTAGE LONG | 6 | 34.6136 | 0.73 | 70445 | 28
L500-TC14-2 | 13.1175 | CU COMPR TELECOM | 6 | 26.235 | 0.5 | 33502 | 27
L500-TC38-5 | 13.409 | CU COMPR TELECOM | 6 | 26.818 | 0.5 | 33507 | 27
L50FX56 | 4.2188 | CU FLEX COMPR LUG | 1 | 6.4905 | 0.65 | 32270 | 34
L535FX48 | 23.9607 | CU FLEX COMPR LUG | 1 | 36.8626 | 0.65 | 32281 | 34
L535FX58 | 23.9607 | CU FLEX COMPR LUG | 1 | 36.8626 | 0.65 | 32291 | 34
L535NFX | 25.5723 | CU FLEX COMPR LUG | 1 | 39.342 | 0.65 | 32381 | 35
L60048 | 15.4691 | CU COMPR LONG | 6 | 30.9382 | 0.5 | 41190 | 24
L600-4N | 65.6956 | CU COMPR 4-BOLT | 1 | 89.994 | 0.73 | 40090 | 26
L600N | 17.0024 | CU COMPR LONG NEMA | 6 | 34.0048 | 0.5 | 40045 | 25
L600-TC38-5 | 19.133 | CU COMPR TELECOM | 6 | 38.266 | 0.5 | 33607 | 27
L60FX38 | 3.8157 | CU FLEX COMPR LUG | 1 | 5.8703 | 0.65 | 32287 | 34
L60FX56 | 3.8157 | CU FLEX COMPR LUG | 1 | 5.8703 | 0.65 | 32271 | 34
L614 | 1.1109 | CU COMPR LONG | 100 | 2.2217 | 0.5 | 41105 | 24
L638 | 1.1056 | CU COMPR LONG | 100 | 2.2111 | 0.5 | 41108 | 24
L646FX48 | 30.5143 | CU FLEX COMPR LUG | 1 | 46.945 | 0.65 | 32302 | 34
L646FX58 | 30.5143 | CU FLEX COMPR LUG | 1 | 46.945 | 0.65 | 32283 | 34
L646NFX | 37.3244 | CU FLEX COMPR LUG | 1 | 57.4222 | 0.65 | 32383 | 35
L656 | 1.1109 | CU COMPR LONG | 100 | 2.2217 | 0.5 | 41106 | 24
L6N | 3.7033 | CU COMPR LONG NEMA | 20 | 7.4065 | 0.5 | 33069 | 25
L6-TC14-1 | 2.746 | CU COMPR TELECOM | 50 | 5.4919 | 0.5 | 33061 | 27
L6-TC14-2 | 2.756 | CU COMPR TELECOM | 50 | 5.512 | 0.5 | 33062 | 27
L6-TC14-5 | 2.756 | CU COMPR TELECOM | 50 | 5.512 | 0.5 | 33064 | 27
L6-TC38-2 | 2.7841 | CU COMPR TELECOM | 25 | 5.5682 | 0.5 | 33066 | 27
L6-TC38-25 | 3.3814 | CU COMPR TELECOM | 25 | 6.7628 | 0.5 | 33068 | 27
L6-TC38-5 | 2.8498 | CU COMPR TELECOM | 25 | 5.6996 | 0.5 | 33067 | 27
L75048 | 16.292 | CU COMPR LONG | 3 | 32.5839 | 0.5 | 41192 | 24
L750-4N | 47.2354 | CU COMPR LONG NEMA | 1 | 94.4707 | 0.5 | 40084 | 26
L75058 | 16.292 | CU COMPR LONG | 3 | 32.5839 | 0.5 | 41195 | 24
L750N | 19.309 | CU COMPR LONG NEMA | 3 | 38.6179 | 0.5 | 40050 | 25
L750NV | 40.3645 | CU HI-VOLTAGE LONG | 6 | 55.2938 | 0.73 | 70450 | 28
L750-TC38-5 | 21.942 | CU COMPR TELECOM | 6 | 43.884 | 0.5 | 33757 | 27
L777FX48 | 39.1643 | CU FLEX COMPR LUG | 1 | 60.2527 | 0.65 | 32303 | 34
L777FX58 | 39.1643 | CU FLEX COMPR LUG | 1 | 60.2527 | 0.65 | 32284 | 34
L777NFX | 44.1418 | CU FLEX COMPR LUG | 1 | 67.9105 | 0.65 | 32384 | 35
L8-TC10-1 | 2.4269 | CU COMPR TELECOM | 50 | 4.8537 | 0.5 | 33080 | 27
L8-TC14-1 | 2.4269 | CU COMPR TELECOM | 50 | 4.8537 | 0.5 | 33081 | 27
L90FX56 | 3.604 | CU FLEX COMPR LUG | 1 | 5.5446 | 0.65 | 32272 | 34
L90NFX | 4.2003 | CU FLEX COMPR LUG | 1 | 6.462 | 0.65 | 32372 | 35
L929FX58 | 74.278 | CU FLEX COMPR LUG | 1 | 114.2739 | 0.65 | 32285 | 34
L929NFX | 80.2326 | CU FLEX COMPR LUG | 1 | 123.4348 | 0.65 | 32385 | 35
LP1R3 | 0.9187 | HOLE ADAPTER | 10 | 1.2585 | 0.73 | 14013 | 44
LP3R0 | 0.6996 | HOLE ADAPTER | 25 | 0.9584 | 0.73 | 14030 | 44
LP3R6 | 0.6996 | HOLE ADAPTER | 25 | 0.9584 | 0.73 | 14036 | 44
LP6R0 | 0.6122 | HOLE ADAPTER | 25 | 0.8386 | 0.73 | 14060 | 44
LP6R8 | 0.6122 | HOLE ADAPTER | 25 | 0.8386 | 0.73 | 14068 | 44
LP8R0 | 0.5689 | HOLE ADAPTER | 25 | 0.7793 | 0.73 | 14080 | 44
M10-250 | 0.0616 | MALE DISCONN | 50 | 0.1369 | 0.45 | 16666 | 16
M10-250FN | 0.2533 | MALE DISCONN FULL | 50 | 0.5066 | 0.5 | 16726 | 17
M10-250N | 0.2121 | MALE DISCONN | 50 | 0.4713 | 0.45 | 16696 | 16
M10-250V | 0.1433 | MALE DISCONN | 50 | 0.3185 | 0.45 | 16686 | 16
M14-187 | 0.0544 | MALE DISCONN | 100 | 0.1209 | 0.45 | 16662 | 16
M14-187N | 0.153 | MALE DISCONN | 100 | 0.34 | 0.45 | 16692 | 16
M14-187V | 0.0972 | MALE DISCONN | 100 | 0.216 | 0.45 | 16682 | 16
M14-250 | 0.0772 | MALE DISCONN | 100 | 0.1715 | 0.45 | 16664 | 16
M14-250FN | 0.1997 | MALE DISCONN FULL | 50 | 0.3994 | 0.5 | 16716 | 17
M14-250HT | 0.1461 | MALE DISC HI-TEMP | 50 | 0.2921 | 0.5 | 16885 | 18
M14-250N | 0.153 | MALE DISCONN | 100 | 0.34 | 0.45 | 16694 | 16
M14-250V | 0.0992 | MALE DISCONN | 100 | 0.2205 | 0.45 | 16684 | 16
M18-250 | 0.0544 | MALE DISCONN | 100 | 0.1209 | 0.45 | 16660 | 16
M18-250FN | 0.2048 | MALE DISCONN FULL | 50 | 0.4096 | 0.5 | 16706 | 17
M18-250N | 0.153 | MALE DISCONN | 100 | 0.34 | 0.45 | 16690 | 16
M18-250V | 0.0992 | MALE DISCONN | 100 | 0.2205 | 0.45 | 16680 | 16
MBKA2-4 | 8.6195 | METERBOX KIT AL | 10 | 11.8076 | 0.73 | 27460 | 83
MBKC2-4 | 11.8534 | METERBOX KIT CU | 10 | 16.2376 | 0.73 | 27450 | 83
MMF-250 | 0.1971 | SPLIT DISCONN | 50 | 0.4381 | 0.45 | 16724 | 17
ND1000R750 | 49.3664 | CU REDUCING SPLICE | 1 | 67.6252 | 0.73 | 52107 | 38
ND 10R1 | 15.0566 | CU REDUCING SPLICE | 1 | 20.6255 | 0.73 | 52011 | 38
ND 10R2 | 14.504 | CU REDUCING SPLICE | 1 | 19.8685 | 0.73 | 52012 | 38
ND 1250R1000 | 56.5103 | CU REDUCING SPLICE | 1 | 77.4114 | 0.73 | 52121 | 38
ND 1500R1000 | 66.3932 | CU REDUCING SPLICE | 1 | 90.9496 | 0.73 | 52151 | 38
ND 1500R1250 | 68.2032 | CU REDUCING SPLICE | 1 | 93.429 | 0.73 | 52162 | 38
ND 20R10 | 15.0566 | CU REDUCING SPLICE | 1 | 20.6255 | 0.73 | 52021 | 38
ND 250R20 | 21.4877 | CU REDUCING SPLICE | 1 | 29.4352 | 0.73 | 52252 | 38
ND 250R40 | 19.3814 | CU REDUCING SPLICE | 1 | 26.5498 | 0.73 | 52254 | 38
ND 300R250 | 23.5459 | CU REDUCING SPLICE | 1 | 32.2547 | 0.73 | 52302 | 38
ND 30R20 | 17.0267 | CU REDUCING SPLICE | 1 | 23.3243 | 0.73 | 52032 | 38
ND 350R250 | 24.7786 | CU REDUCING SPLICE | 1 | 33.9433 | 0.73 | 52352 | 38
ND 350R40 | 25.5242 | CU REDUCING SPLICE | 1 | 34.9646 | 0.73 | 52354 | 38
ND 400R350 | 25.6042 | CU REDUCING SPLICE | 1 | 35.0743 | 0.73 | 52403 | 38
ND 40R20 | 21.4877 | CU REDUCING SPLICE | 1 | 29.4352 | 0.73 | 52042 | 38
ND 40R30 | 19.3814 | CU REDUCING SPLICE | 1 | 26.5498 | 0.73 | 52043 | 38
ND 500R250 | 33.4289 | CU REDUCING SPLICE | 1 | 45.793 | 0.73 | 52502 | 38
ND 500R350 | 31.3707 | CU REDUCING SPLICE | 1 | 42.9735 | 0.73 | 52503 | 38
ND 500R400 | 33.509 | CU REDUCING SPLICE | 1 | 45.9027 | 0.73 | 52504 | 38
ND 600R350 | 34.2699 | CU REDUCING SPLICE | 1 | 46.945 | 0.73 | 52635 | 38
ND 600R500 | 31.0743 | CU REDUCING SPLICE | 1 | 42.5675 | 0.73 | 52650 | 38
ND 750R500 | 37.0008 | CU REDUCING SPLICE | 1 | 50.686 | 0.73 | 52755 | 38
ND 750R600 | 37.129 | CU REDUCING SPLICE | 1 | 50.8616 | 0.73 | 52756 | 38
PA1000 | 215.0003 | U-TYPE DIE | 1 | 294.521 | 0.73 |  | 0
PAC20X | 4.6241 | AL PARALLEL CLAMP | 20 | 7.114 | 0.65 | 15211 | 51
PAC4010 | 3.8179 | AL PARALLEL CLAMP | 25 | 5.8737 | 0.65 | 15101 | 51
PAC4010X | 4.4565 | AL PARALLEL CLAMP | 20 | 6.8561 | 0.65 | 15111 | 51
PAC4040 | 5.0764 | AL PARALLEL CLAMP | 20 | 7.8099 | 0.65 | 15102 | 51
PAC4040X | 6.0839 | AL PARALLEL CLAMP | 10 | 9.3599 | 0.65 | 15112 | 51
PAC40X | 6.1945 | AL PARALLEL CLAMP | 10 | 9.53 | 0.65 | 15212 | 51
PBS 2 | 9.2486 | INSULATED SPLICE | 12 | 15.4143 | 0.6 | 13701 | 60
PBS 2/0 | 10.6309 | INSULATED SPLICE | 6 | 17.7182 | 0.6 | 13703 | 60
PBS 2/0C | 10.6309 | INSULATED SPLICE | 6 | 17.7182 | 0.6 | 13203 | 0
PBS 250 | 15.7654 | INSULATED SPLICE | 6 | 26.2756 | 0.6 | 13704 | 60
PBS 250C | 15.7654 | INSULATED SPLICE | 6 | 26.2756 | 0.6 | 13204 | 0
PBS 2C | 9.2486 | INSULATED SPLICE | 12 | 15.4143 | 0.6 | 13201 | 0
PBS 350 | 19.981 | INSULATED SPLICE | 4 | 33.3017 | 0.6 | 13706 | 60
PBS 350C | 19.981 | INSULATED SPLICE | 4 | 33.3017 | 0.6 | 13206 | 0
PBS 600 | 26.6596 | INSULATED SPLICE | 3 | 44.4326 | 0.6 | 13709 | 60
PBS 600C | 26.6596 | INSULATED SPLICE | 3 | 44.4326 | 0.6 | 13209 | 0
PBSH 750 | 49.3409 | INSULATED SPLICE | 1 | 82.2348 | 0.6 | 13715 | 60
PC1000 | 215.0003 | U-TYPE DIE | 1 | 294.521 | 0.73 | 60620 | 0
PC1250 | 215.0003 | U-TYPE DIE | 1 | 294.521 | 0.73 | 60622 | 0
PC1500 | 215.0003 | U-TYPE DIE | 1 | 294.521 | 0.73 | 60625 | 0
PD-250-4 | 13.7426 | AL NEUTRAL BAR | 6 | 21.1425 | 0.65 | 13500 | 59
PD-250-6 | 19.431 | AL NEUTRAL BAR | 6 | 29.8938 | 0.65 | 13505 | 59
PD-250-8 | 25.9352 | AL NEUTRAL BAR | 6 | 39.9003 | 0.65 | 13510 | 59
PD-350-4 | 17.7178 | AL NEUTRAL BAR | 3 | 27.2582 | 0.65 | 13515 | 59
PD-350-6 | 25.3792 | AL NEUTRAL BAR | 3 | 39.0449 | 0.65 | 13520 | 59
PD-350-8 | 33.7594 | AL NEUTRAL BAR | 3 | 51.9376 | 0.65 | 13525 | 59
PD-600-4 | 22.9759 | AL NEUTRAL BAR | 3 | 35.3476 | 0.65 | 13542 | 59
PD-600-6 | 32.0463 | AL NEUTRAL BAR | 3 | 49.302 | 0.65 | 13543 | 59
PD-600-8 | 42.5183 | AL NEUTRAL BAR | 3 | 65.4127 | 0.65 | 13544 | 59
PD-750-4 | 28.3084 | AL NEUTRAL BAR | 2 | 43.5514 | 0.65 | 13545 | 59
PD-750-6 | 43.8458 | AL NEUTRAL BAR | 2 | 67.455 | 0.65 | 13550 | 59
PD-750-8 | 56.9282 | AL NEUTRAL BAR | 1 | 87.5819 | 0.65 | 13555 | 59
PT1 | 11.0643 | AL-CU PIN ADAPTER | 10 | 17.022 | 0.65 | 51900 | 41
PT1/0 | 12.3384 | AL-CU PIN ADAPTER | 10 | 18.9822 | 0.65 | 51908 | 41
PT1000R750 | 54.372 | CU STEP-DOWN ADAPT | 1 | 74.4822 | 0.73 | 54107 | 29
PT10R2 | 15.8014 | CU STEP-DOWN ADAPT | 1 | 21.6458 | 0.73 | 54102 | 29
PT111FX10 | 16.6824 | CU FLEX ADAPT | 1 | 22.8526 | 0.73 | 55111 | 31
PT131FX20 | 21.8001 | CU FLEX ADAPT | 1 | 29.8631 | 0.73 | 55131 | 31
PT181FX30 | 25.6042 | CU FLEX ADAPT | 1 | 35.0743 | 0.73 | 55181 | 31
PT2 | 9.4552 | AL-CU PIN ADAPTER | 25 | 14.5465 | 0.65 | 51902 | 41
PT2/0 | 15.1307 | AL-CU PIN ADAPTER | 10 | 23.278 | 0.65 | 51910 | 41
PT20R10 | 18.06 | CU STEP-DOWN ADAPT | 1 | 24.7397 | 0.73 | 54210 | 29
PT20R2 | 18.06 | CU STEP-DOWN ADAPT | 1 | 24.7397 | 0.73 | 54202 | 29
PT222FX40 | 31.9793 | CU FLEX ADAPT | 1 | 43.8073 | 0.73 | 55222 | 31
PT250 | 18.9703 | AL-CU PIN ADAPTER | 10 | 29.185 | 0.65 | 51916 | 41
PT250FX250 | 33.2206 | CU FLEX ADAPT | 1 | 45.5077 | 0.73 | 55250 | 31
PT250R40 | 23.4099 | CU STEP-DOWN ADAPT | 1 | 32.0683 | 0.73 | 54254 | 29
PT25FX6 | 16.1183 | CU FLEX ADAPT | 1 | 22.0798 | 0.73 | 54236 | 31
PT262FX250 | 35.7995 | CU FLEX ADAPT | 1 | 49.0404 | 0.73 | 55262 | 31
PT3/0 | 15.3912 | AL-CU PIN ADAPTER | 10 | 23.6788 | 0.65 | 51912 | 41
PT300 | 19.7379 | AL-CU PIN ADAPTER | 10 | 30.366 | 0.65 | 51918 | 41
PT300R250 | 25.8926 | CU STEP-DOWN ADAPT | 1 | 35.4693 | 0.73 | 54305 | 29
PT30R20 | 19.6297 | CU STEP-DOWN ADAPT | 1 | 26.89 | 0.73 | 54320 | 29
PT313FX350 | 36.8647 | CU FLEX ADAPT | 1 | 50.4996 | 0.73 | 55313 | 31
PT350 | 19.716 | AL-CU PIN ADAPTER | 10 | 30.3323 | 0.65 | 51920 | 41
PT350R250 | 27.8788 | CU STEP-DOWN ADAPT | 1 | 38.1901 | 0.73 | 54355 | 29
PT350R300 | 28.984 | CU STEP-DOWN ADAPT | 1 | 39.7041 | 0.73 | 54353 | 29
PT373FX350 | 36.8647 | CU FLEX ADAPT | 1 | 50.4996 | 0.73 | 55373 | 31
PT4 | 9.4939 | AL-CU PIN ADAPTER | 25 | 14.606 | 0.65 | 51904 | 41
PT4/0 | 15.6774 | AL-CU PIN ADAPTER | 10 | 24.119 | 0.65 | 51914 | 41
PT400 | 26.405 | AL-CU PIN ADAPTER | 10 | 40.623 | 0.65 | 51922 | 41
PT400R350 | 30.9621 | CU STEP-DOWN ADAPT | 1 | 42.4139 | 0.73 | 54435 | 29
PT40R20 | 21.0552 | CU STEP-DOWN ADAPT | 1 | 28.8428 | 0.73 | 54420 | 29
PT40R30 | 21.6559 | CU STEP-DOWN ADAPT | 1 | 29.6656 | 0.73 | 54430 | 29
PT42FX4 | 16.6824 | CU FLEX ADAPT | 1 | 22.8526 | 0.73 | 55424 | 31
PT444FX500 | 51.2886 | CU FLEX ADAPT | 1 | 70.2583 | 0.73 | 55444 | 31
PT500 | 31.5705 | AL-CU PIN ADAPTER | 10 | 48.57 | 0.65 | 51924 | 41
PT500R350 | 34.0536 | CU STEP-DOWN ADAPT | 1 | 46.6487 | 0.73 | 54535 | 29
PT500R400 | 35.1107 | CU STEP-DOWN ADAPT | 1 | 48.0969 | 0.73 | 54540 | 29
PT535FX500 | 51.2886 | CU FLEX ADAPT | 1 | 70.2583 | 0.73 | 55535 | 31
PT6 | 8.3316 | AL-CU PIN ADAPTER | 25 | 12.8178 | 0.65 | 51906 | 41
PT600 | 35.8118 | AL-CU PIN ADAPTER | 3 | 55.095 | 0.65 | 51926 | 41
PT600R500 | 37.0409 | CU STEP-DOWN ADAPT | 1 | 50.7409 | 0.73 | 54650 | 29
PT60FX2 | 16.6824 | CU FLEX ADAPT | 1 | 22.8526 | 0.73 | 55602 | 31
PT646FX600 | 56.3502 | CU FLEX ADAPT | 1 | 77.192 | 0.73 | 55646 | 31
PT750 | 38.4813 | AL-CU PIN ADAPTER | 3 | 59.202 | 0.65 | 51928 | 41
PT750R500 | 40.7809 | CU STEP-DOWN ADAPT | 1 | 55.8643 | 0.73 | 54750 | 29
PT750R600 | 41.0696 | CU STEP-DOWN ADAPT | 1 | 56.2597 | 0.73 | 54760 | 29
PT777FX750 | 61.4198 | CU FLEX ADAPT | 1 | 84.1367 | 0.73 | 55777 | 31
PT90FX1 | 16.6824 | CU FLEX ADAPT | 1 | 22.8526 | 0.73 | 55901 | 31
PTA1 | 9.4552 | AL-AL PIN ADAPTER | 10 | 14.5465 | 0.65 | 51963 | 41
PTA10 | 9.8885 | AL-AL PIN ADAPTER | 10 | 15.2131 | 0.65 | 51964 | 41
PTA2 | 9.1267 | AL-AL PIN ADAPTER | 10 | 14.041 | 0.65 | 51962 | 41
PTA20 | 12.6034 | AL-AL PIN ADAPTER | 10 | 19.3898 | 0.65 | 51965 | 41
PTA250 | 15.8152 | AL-AL PIN ADAPTER | 10 | 24.331 | 0.65 | 51968 | 41
PTA30 | 13.992 | AL-AL PIN ADAPTER | 10 | 21.5262 | 0.65 | 51966 | 41
PTA300 | 15.953 | AL-AL PIN ADAPTER | 10 | 24.543 | 0.65 | 51969 | 41
PTA350 | 18.974 | AL-AL PIN ADAPTER | 10 | 29.1907 | 0.65 | 51970 | 41
PTA4 | 8.4482 | AL-AL PIN ADAPTER | 10 | 12.9972 | 0.65 | 51961 | 41
PTA40 | 14.416 | AL-AL PIN ADAPTER | 10 | 22.1785 | 0.65 | 51967 | 41
PTA400 | 22.5674 | AL-AL PIN ADAPTER | 10 | 34.719 | 0.65 | 51971 | 41
PTA500 | 25.961 | AL-AL PIN ADAPTER | 10 | 39.94 | 0.65 | 51972 | 41
PTA6 | 9.4582 | AL-AL PIN ADAPTER | 10 | 14.551 | 0.65 | 51960 | 41
PTA600 | 28.1035 | AL-AL PIN ADAPTER | 3 | 43.2361 | 0.65 | 51973 | 41
PTA750 | 29.7967 | AL-AL PIN ADAPTER | 3 | 45.841 | 0.65 | 51974 | 41
PTN10 | 0.371 | PIN TERMINAL NYLON | 50 | 0.8244 | 0.45 | 56110 | 15
PTN14 | 0.1802 | PIN TERMINAL NYLON | 100 | 0.4004 | 0.45 | 56114 | 15
PTN18 | 0.1547 | PIN TERMINAL NYLON | 100 | 0.3437 | 0.45 | 56118 | 15
PTO20 | 12.6007 | AL-AL OFFSET PIN ADAP | 10 | 19.3857 | 0.65 | 51940 | 41
PTO250 | 15.8152 | AL-AL OFFSET PIN ADAP | 10 | 24.331 | 0.65 | 51946 | 41
PTO30 | 13.992 | AL-AL OFFSET PIN ADAP | 10 | 21.5261 | 0.65 | 51942 | 41
PTO300 | 15.953 | AL-AL OFFSET PIN ADAP | 10 | 24.543 | 0.65 | 51948 | 41
PTO350 | 19.9102 | AL-AL OFFSET PIN ADAP | 10 | 30.631 | 0.65 | 51950 | 41
PTO40 | 14.416 | AL-AL OFFSET PIN ADAP | 10 | 22.1785 | 0.65 | 51944 | 41
PTO400 | 22.4752 | AL-AL OFFSET PIN ADAP | 10 | 34.5772 | 0.65 | 51952 | 41
PTO500 | 25.961 | AL-AL OFFSET PIN ADAP | 10 | 39.94 | 0.65 | 51954 | 41
PTO600 | 28.1035 | AL-AL OFFSET PIN ADAP | 3 | 43.2361 | 0.65 | 51956 | 41
PTO750 | 29.7967 | AL-AL OFFSET PIN ADAP | 3 | 45.841 | 0.65 | 51958 | 41
PTV10 | 0.212 | PIN TERMINAL VINYL | 50 | 0.4711 | 0.45 | 56010 | 15
PTV14 | 0.106 | PIN TERMINAL VINYL | 100 | 0.2355 | 0.45 | 56014 | 15
PTV18 | 0.1007 | PIN TERMINAL VINYL | 100 | 0.2238 | 0.45 | 56018 | 15
PUAD | 360.0002 | P TO U DIE ADAPTER | 1 | 493.151 | 0.73 | 60660 | 0
PWS2 | 0.6254 | USA PORT PLUG | 12 | 1.0423 | 0.6 | 13722 | 63
PWS2/0 | 0.6583 | USA PORT PLUG | 12 | 1.0971 | 0.6 | 13720 | 63
PWS250 | 0.6912 | USA PORT PLUG | 6 | 1.152 | 0.6 | 13725 | 63
PWS350 | 0.8228 | USA PORT PLUG | 6 | 1.3714 | 0.6 | 13735 | 63
PWS4 | 0.5596 | USA PORT PLUG | 12 | 0.9326 | 0.6 | 13724 | 63
PWS600 | 1.1191 | USA PORT PLUG | 6 | 1.8651 | 0.6 | 13760 | 63
PWP750 | 1.6457 | USA PORT PLUG | 3 | 2.7428 | 0.6 | 13775 | 63
PSP750 | 1.6457 | USA PORT PLUG | 3 | 2.7428 | 0.6 | 13776 | 63
R100 | 31.9584 | SPLICE COVER | 1 | 43.7786 | 0.73 | 80215 | 69
R20 | 6.4687 | SPLICE COVER | 1 | 8.8612 | 0.73 | 80200 | 69
R35 | 10.3614 | SPLICE COVER | 1 | 14.1937 | 0.73 | 80205 | 69
R 50 | 13.0359 | SPLICE COVER | 1 | 17.8574 | 0.73 | 80210 | 69
R100-S | 24.38 | SPLICE COVER | 1 | 33.3972 | 0.73 | 80216
R10-10 | 0.0991 | RING TERM | 50 | 0.2203 | 0.45 | 16050 | 12
R10-10HT | 0.2134 | RING HI-TEMP | 50 | 0.4267 | 0.5 | 16823 | 18
R10-10N | 0.2772 | RING TERM | 50 | 0.6161 | 0.45 | 16250 | 13
R10-10V | 0.152 | RING TERM | 50 | 0.3378 | 0.45 | 16150 | 12
R10-14 | 0.1089 | RING TERM | 50 | 0.2419 | 0.45 | 16054 | 12
R10-14HT | 0.2299 | RING HI-TEMP | 50 | 0.4598 | 0.5 | 16824 | 18
R10-14N | 0.306 | RING TERM | 50 | 0.6801 | 0.45 | 16254 | 13
R10-14V | 0.1854 | RING TERM | 50 | 0.4119 | 0.45 | 16154 | 12
R10-38 | 0.1366 | RING TERM | 50 | 0.3035 | 0.45 | 16058 | 12
R10-38HT | 0.291 | RING HI-TEMP | 50 | 0.582 | 0.5 | 16825 | 18
R10-38N | 0.306 | RING TERM | 50 | 0.6801 | 0.45 | 16258 | 13
R10-38V | 0.2059 | RING TERM | 50 | 0.4575 | 0.45 | 16158 | 12
R10-48 | 0.2316 | RING TERM | 25 | 0.5146 | 0.45 | 16060 | 12
R10-56 | 0.1366 | RING TERM | 50 | 0.3035 | 0.45 | 16056 | 12
R10-56N | 0.306 | RING TERM | 50 | 0.6801 | 0.45 | 16256 | 13
R10-56V | 0.2059 | RING TERM | 50 | 0.4575 | 0.45 | 16156 | 12
R10-6 | 0.0991 | RING TERM | 50 | 0.2203 | 0.45 | 16046 | 12
R10-6HT | 0.2134 | RING HI-TEMP | 50 | 0.4267 | 0.5 | 16821 | 18
R10-6N | 0.2772 | RING TERM | 50 | 0.6161 | 0.45 | 16246 | 13
R10-6V | 0.152 | RING TERM | 50 | 0.3378 | 0.45 | 16146 | 12
R10-8 | 0.0991 | RING TERM | 50 | 0.2203 | 0.45 | 16048 | 12
R10-8HT | 0.2134 | RING HI-TEMP | 50 | 0.4267 | 0.5 | 16822 | 18
R10-8N | 0.2772 | RING TERM | 50 | 0.6161 | 0.45 | 16248 | 13
R10-8V | 0.152 | RING TERM | 50 | 0.3378 | 0.45 | 16148 | 12
R14-10 | 0.0606 | RING TERM | 100 | 0.1346 | 0.45 | 16030 | 12
R14-10HT | 0.1313 | RING HI-TEMP | 50 | 0.2625 | 0.5 | 16813 | 18
R14-10N | 0.2034 | RING TERM | 100 | 0.4519 | 0.45 | 16230 | 13
R14-10V | 0.1027 | RING TERM | 100 | 0.2282 | 0.45 | 16130 | 12
R14-14 | 0.0842 | RING TERM | 100 | 0.1871 | 0.45 | 16034 | 12
R14-14HT | 0.1432 | RING HI-TEMP | 50 | 0.2864 | 0.5 | 16814 | 18
R14-14N | 0.2034 | RING TERM | 100 | 0.4519 | 0.45 | 16234 | 13
R14-14V | 0.1243 | RING TERM | 100 | 0.2762 | 0.45 | 16124 | 12
R14-38V | 0.1838 | RING TERM | 100 | 0.4084 | 0.45 | 16138 | 12
R14-56 | 0.0842 | RING TERM | 100 | 0.1871 | 0.45 | 16036 | 12
R14-56N | 0.2034 | RING TERM | 100 | 0.4519 | 0.45 | 16236 | 13
R14-56V | 0.1243 | RING TERM | 100 | 0.2762 | 0.45 | 16136 | 12
R14-6 | 0.0606 | RING TERM | 100 | 0.1346 | 0.45 | 16026 | 12
R14-6HT | 0.1313 | RING HI-TEMP | 50 | 0.2625 | 0.5 | 16811 | 18
R14-6N | 0.1823 | RING TERM | 100 | 0.405 | 0.45 | 16226 | 13
R14-6V | 0.1027 | RING TERM | 100 | 0.2282 | 0.45 | 16126 | 12
R14-8 | 0.0606 | RING TERM | 100 | 0.1346 | 0.45 | 16028 | 12
R14-8N | 0.1823 | RING TERM | 100 | 0.405 | 0.45 | 16228 | 13
R14-8V | 0.1027 | RING TERM | 100 | 0.2282 | 0.45 | 16128 | 12
R18-10 | 0.0544 | RING TERM | 100 | 0.1209 | 0.45 | 16010 | 12
R18-10HT | 0.1164 | RING HI-TEMP | 50 | 0.2327 | 0.5 | 16803 | 18
R18-10N | 0.153 | RING TERM | 100 | 0.34 | 0.45 | 16210 | 13
R18-10V | 0.0919 | RING TERM | 100 | 0.2043 | 0.45 | 16110 | 12
R18-14 | 0.0683 | RING TERM | 100 | 0.1518 | 0.45 | 16014 | 12
R18-14N | 0.191 | RING TERM | 100 | 0.4244 | 0.45 | 16214 | 13
R18-14V | 0.1155 | RING TERM | 100 | 0.2567 | 0.45 | 16114 | 12
R18-4V | 0.0919 | RING TERM | 100 | 0.2043 | 0.45 | 16104 | 12
R18-6 | 0.0544 | RING TERM | 100 | 0.1209 | 0.45 | 16006 | 12
R18-6N | 0.153 | RING TERM | 100 | 0.34 | 0.45 | 16206 | 13
R18-6V | 0.0919 | RING TERM | 100 | 0.2043 | 0.45 | 16106 | 12
R18-8 | 0.0544 | RING TERM | 100 | 0.1209 | 0.45 | 16008 | 12
R18-8N | 0.153 | RING TERM | 100 | 0.34 | 0.45 | 16208 | 13
R18-8V | 0.0919 | RING TERM | 100 | 0.2043 | 0.45 | 16108 | 12
R4-14N | 1.0142 | RING TERM | 10 | 2.2537 | 0.45 | 16264 | 13
R4-38N | 1.0142 | RING TERM | 10 | 2.2537 | 0.45 | 16268 | 13
R4-48N | 1.2521 | RING TERM | 10 | 2.7825 | 0.45 | 16269 | 13
R4-56N | 1.0142 | RING TERM | 10 | 2.2537 | 0.45 | 16266 | 13
R6-10V | 0.5402 | RING TERM | 25 | 1.2005 | 0.45 | 16180 | 12
R6-14 | 0.3858 | RING TERM | 25 | 0.8574 | 0.45 | 16084 | 12
R6-14V | 0.5402 | RING TERM | 25 | 1.2005 | 0.45 | 16184 | 12
R6-38 | 0.463 | RING TERM | 25 | 1.0289 | 0.45 | 16088 | 12
R6-38V | 0.5586 | RING TERM | 25 | 1.2414 | 0.45 | 16188 | 12
R6-48 | 0.6062 | RING TERM | 25 | 1.3471 | 0.45 | 16089 | 12
R6-48V | 0.8996 | RING TERM | 25 | 1.999 | 0.45 | 16189 | 12
R6-56V | 0.5586 | RING TERM | 25 | 1.2414 | 0.45 | 16186 | 12
R8-10HT | 0.3857 | RING HI-TEMP | 25 | 0.7713 | 0.5 | 16833 | 18
R8-10V | 0.4103 | RING TERM | 25 | 0.9117 | 0.45 | 16160 | 12
R8-14 | 0.2756 | RING TERM | 25 | 0.6125 | 0.45 | 16064 | 12
R8-14HT | 0.388 | RING HI-TEMP | 25 | 0.7759 | 0.5 | 16834 | 18
R8-14V | 0.4103 | RING TERM | 25 | 0.9117 | 0.45 | 16164 | 12
R8-38 | 0.2756 | RING TERM | 25 | 0.6125 | 0.45 | 16068 | 12
R8-38V | 0.4339 | RING TERM | 25 | 0.9642 | 0.45 | 16168 | 12
S10-10 | 0.1089 | FORK TERM | 50 | 0.2419 | 0.45 | 16375 | 14
S10-10HT | 0.2505 | FORK HI-TEMP | 50 | 0.5009 | 0.5 | 16854 | 18
S10-10N | 0.2783 | FORK TERM | 50 | 0.6184 | 0.45 | 16575 | 14
S10-10V | 0.1525 | FORK TERM | 50 | 0.3389 | 0.45 | 16475 | 14
S10-14 | 0.1089 | FORK TERM | 50 | 0.2419 | 0.45 | 16381 | 14
S10-14N | 0.2783 | FORK TERM | 50 | 0.6184 | 0.45 | 16581 | 14
S10-14V | 0.1843 | FORK TERM | 50 | 0.4096 | 0.45 | 16481 | 14
S10-6 | 0.1089 | FORK TERM | 50 | 0.2419 | 0.45 | 16365 | 14
S10-6N | 0.2777 | FORK TERM | 50 | 0.6172 | 0.45 | 16565 | 14
S10-6V | 0.1525 | FORK TERM | 50 | 0.3389 | 0.45 | 16465 | 14
S10-8 | 0.1089 | FORK TERM | 50 | 0.2419 | 0.45 | 16371 | 14
S10-8N | 0.2783 | FORK TERM | 50 | 0.6184 | 0.45 | 16571 | 14
S10-8V | 0.1525 | FORK TERM | 50 | 0.3389 | 0.45 | 16471 | 14
S14-10 | 0.0897 | FORK TERM | 100 | 0.1993 | 0.45 | 16345 | 14
S14-10N | 0.191 | FORK TERM | 100 | 0.4244 | 0.45 | 16562 | 14
S14-10V | 0.1278 | FORK TERM | 100 | 0.2841 | 0.45 | 16445 | 14
S14-14 | 0.0846 | FORK TERM | 100 | 0.1881 | 0.45 | 16351 | 14
S14-14N | 0.1992 | FORK TERM | 100 | 0.4427 | 0.45 | 16563 | 14
S14-14V | 0.1278 | FORK TERM | 100 | 0.2841 | 0.45 | 16451 | 14
S14-4V | 0.1089 | FORK TERM | 100 | 0.2419 | 0.45 | 16431 | 14
S14-6 | 0.0642 | FORK TERM | 100 | 0.1426 | 0.45 | 16335 | 14
S14-6HT | 0.2094 | FORK HI-TEMP | 100 | 0.4187 | 0.5 | 16841 | 18
S14-6N | 0.191 | FORK TERM | 100 | 0.4244 | 0.45 | 16535 | 14
S14-6V | 0.1089 | FORK TERM | 100 | 0.2419 | 0.45 | 16435 | 14
S14-8 | 0.0642 | FORK TERM | 100 | 0.1426 | 0.45 | 16341 | 14
S14-8HT | 0.2094 | FORK HI-TEMP | 100 | 0.4187 | 0.5 | 16842 | 18
S14-8N | 0.191 | FORK TERM | 100 | 0.4244 | 0.45 | 16541 | 14
S14-8V | 0.1089 | FORK TERM | 100 | 0.2419 | 0.45 | 16441 | 14
S18-10 | 0.0683 | FORK TERM | 100 | 0.1518 | 0.45 | 16315 | 14
S18-10N | 0.1787 | FORK TERM | 100 | 0.3971 | 0.45 | 16515 | 14
S18-10V | 0.1084 | FORK TERM | 100 | 0.2408 | 0.45 | 16415 | 14
S18-14 | 0.0683 | FORK TERM | 100 | 0.1518 | 0.45 | 16321 | 14
S18-14N | 0.1787 | FORK TERM | 100 | 0.3971 | 0.45 | 16521 | 14
S18-14V | 0.1084 | FORK TERM | 100 | 0.2408 | 0.45 | 16421 | 14
S18-4 | 0.0544 | FORK TERM | 100 | 0.1209 | 0.45 | 16301 | 14
S18-4N | 0.17 | FORK TERM | 100 | 0.3777 | 0.45 | 16501 | 14
S18-4V | 0.0882 | FORK TERM | 100 | 0.1959 | 0.45 | 16401 | 14
S18-6 | 0.0544 | FORK TERM | 100 | 0.1209 | 0.45 | 16305 | 14
S18-6N | 0.17 | FORK TERM | 100 | 0.3777 | 0.45 | 16505 | 14
S18-6V | 0.0882 | FORK TERM | 100 | 0.1959 | 0.45 | 16405 | 14
S18-8 | 0.0661 | FORK TERM | 100 | 0.1469 | 0.45 | 16311 | 14
S18-8N | 0.17 | FORK TERM | 100 | 0.3777 | 0.45 | 16511 | 14
S18-8V | 0.0882 | FORK TERM | 100 | 0.1959 | 0.45 | 16411 | 14
SB 0 | 0.3331 | BRONZE BOLT | 100 | 0.4758 | 0.7 | 71400 | 124
SB 00 | 0.3634 | BRONZE BOLT | 100 | 0.5191 | 0.7 | 71405 | 124
SB 000 | 0.3954 | BRONZE BOLT | 100 | 0.5648 | 0.7 | 71410 | 124
SB 01 | 0.4497 | BRONZE BOLT | 100 | 0.6424 | 0.7 | 71415 | 124
SB 02 | 0.5143 | BRONZE BOLT | 100 | 0.7347 | 0.7 | 71420 | 124
SB 03 | 0.5703 | BRONZE BOLT | 100 | 0.8147 | 0.7 | 71425 | 124
SB 05 | 0.6861 | BRONZE BOLT | 100 | 0.9801 | 0.7 | 71430 | 124
SB 07 | 0.8027 | BRONZE BOLT | 50 | 1.1467 | 0.7 | 71435 | 124
SB 09 | 0.9225 | BRONZE BOLT | 50 | 1.3178 | 0.7 | 71440 | 124
SB 11 | 3.6404 | BRONZE BOLT | 25 | 5.2006 | 0.7 | 71685 | 125
SB 110 | 6.7721 | BRONZE BOLT | 15 | 9.6744 | 0.7 | 71735 | 125
SB 111 | 7.1187 | BRONZE BOLT | 15 | 10.1696 | 0.7 | 71740 | 125
SB 12 | 3.9918 | BRONZE BOLT | 25 | 5.7026 | 0.7 | 71690 | 125
SB 13 | 4.3353 | BRONZE BOLT | 25 | 6.1933 | 0.7 | 71700 | 125
SB 14 | 4.6843 | BRONZE BOLT | 25 | 6.6919 | 0.7 | 71705 | 125
SB 15 | 5.0325 | BRONZE BOLT | 25 | 7.1893 | 0.7 | 71710 | 125
SB 16 | 5.3815 | BRONZE BOLT | 25 | 7.6879 | 0.7 | 71715 | 125
SB 17 | 5.729 | BRONZE BOLT | 25 | 8.1843 | 0.7 | 71720 | 125
SB 18 | 6.0764 | BRONZE BOLT | 25 | 8.6806 | 0.7 | 71725 | 125
SB 19 | 6.4238 | BRONZE BOLT | 15 | 9.1769 | 0.7 | 71730 | 125
SB 300 | 1.9194 | BRONZE BOLT | 100 | 2.742 | 0.7 | 71605 | 124
SB 31 | 2.0263 | BRONZE BOLT | 50 | 2.8947 | 0.7 | 71610 | 124
SB 310 | 4.0118 | BRONZE BOLT | 25 | 5.7312 | 0.7 | 71655 | 124
SB 311 | 4.2291 | BRONZE BOLT | 25 | 6.0415 | 0.7 | 71660 | 124
SB 312 | 4.4535 | BRONZE BOLT | 25 | 6.3622 | 0.7 | 71665 | 124
SB 313 | 4.6715 | BRONZE BOLT | 15 | 6.6736 | 0.7 | 71670 | 124
SB 315 | 5.1085 | BRONZE BOLT | 15 | 7.2978 | 0.7 | 71675 | 124
SB 317 | 5.546 | BRONZE BOLT | 15 | 7.9229 | 0.7 | 71680 | 124
SB 32 | 2.2595 | BRONZE BOLT | 50 | 3.2278 | 0.7 | 71615 | 124
SB 33 | 2.476 | BRONZE BOLT | 50 | 3.5371 | 0.7 | 71620 | 124
SB 34 | 2.694 | BRONZE BOLT | 50 | 3.8486 | 0.7 | 71625 | 124
SB 35 | 2.9392 | BRONZE BOLT | 50 | 4.1988 | 0.7 | 71630 | 124
SB 36 | 3.1325 | BRONZE BOLT | 50 | 4.475 | 0.7 | 71635 | 124
SB 37 | 3.3521 | BRONZE BOLT | 50 | 4.7887 | 0.7 | 71640 | 124
SB 38 | 4.3482 | BRONZE BOLT | 50 | 6.2117 | 0.7 | 71645 | 124
SB 39 | 3.7906 | BRONZE BOLT | 25 | 5.4151 | 0.7 | 71650 | 124
SB 6 | 0.8578 | BRONZE BOLT | 100 | 1.2254 | 0.7 | 71525 | 124
SB 60 | 0.9193 | BRONZE BOLT | 100 | 1.3133 | 0.7 | 71530 | 124
SB 600 | 0.9752 | BRONZE BOLT | 100 | 1.3931 | 0.7 | 71535 | 124
SB 61 | 1.0926 | BRONZE BOLT | 50 | 1.5609 | 0.7 | 71540 | 124
SB 610 | 2.1509 | BRONZE BOLT | 25 | 3.0727 | 0.7 | 71585 | 124
SB 611 | 2.2714 | BRONZE BOLT | 25 | 3.2449 | 0.7 | 71590 | 124
SB 612 | 2.5063 | BRONZE BOLT | 15 | 3.5804 | 0.7 | 71595 | 124
SB 613 | 2.7434 | BRONZE BOLT | 15 | 3.9192 | 0.7 | 71600 | 124
SB 62 | 1.2109 | BRONZE BOLT | 50 | 1.7298 | 0.7 | 71545 | 124
SB 63 | 1.329 | BRONZE BOLT | 50 | 1.8985 | 0.7 | 71550 | 124
SB 64 | 1.444 | BRONZE BOLT | 50 | 2.0629 | 0.7 | 71555 | 124
SB 65 | 1.5638 | BRONZE BOLT | 50 | 2.234 | 0.7 | 71560 | 124
SB 66 | 1.6789 | BRONZE BOLT | 50 | 2.3984 | 0.7 | 71565 | 124
SB 67 | 1.7995 | BRONZE BOLT | 50 | 2.5707 | 0.7 | 71570 | 124
SB 68 | 1.9185 | BRONZE BOLT | 50 | 2.7407 | 0.7 | 71575 | 124
SB 69 | 2.0383 | BRONZE BOLT | 25 | 2.9118 | 0.7 | 71580 | 124
SB 8 | 0.6094 | BRONZE BOLT | 100 | 0.8706 | 0.7 | 71445 | 124
SB 80 | 0.6518 | BRONZE BOLT | 100 | 0.9311 | 0.7 | 71450 | 124
SB 800 | 0.6964 | BRONZE BOLT | 100 | 0.9949 | 0.7 | 71455 | 124
SB 81 | 0.7844 | BRONZE BOLT | 50 | 1.1205 | 0.7 | 71460 | 124
SB 82 | 0.865 | BRONZE BOLT | 50 | 1.2357 | 0.7 | 71465 | 124
SB 83 | 0.9544 | BRONZE BOLT | 50 | 1.3634 | 0.7 | 71500 | 124
SB 84 | 1.0399 | BRONZE BOLT | 50 | 1.4856 | 0.7 | 71505 | 124
SB 85 | 1.1262 | BRONZE BOLT | 50 | 1.6088 | 0.7 | 71510 | 124
SB 87 | 1.2963 | BRONZE BOLT | 50 | 1.8518 | 0.7 | 71515 | 124
SB 89 | 1.4712 | BRONZE BOLT | 25 | 2.1017 | 0.7 | 71520 | 124
SC1 | 3.1229 | CU COMPR SPLICE | 50 | 6.2458 | 0.5 | 51800 | 22
SC10 | 3.395 | CU COMPR SPLICE | 50 | 6.7899 | 0.5 | 51810 | 22
SC1000 | 21.7226 | CU COMPR SPLICE | 3 | 43.4452 | 0.5 | 51832 | 22
SC111FX | 4.8182 | CU FLEX SPLICE | 1 | 7.4126 | 0.65 | 32153 | 32
SC131FX | 5.6698 | CU FLEX SPLICE | 1 | 8.7227 | 0.65 | 32154 | 32
SC181FX | 5.9874 | CU FLEX SPLICE | 1 | 9.2114 | 0.65 | 32155 | 32
SC2 | 2.6057 | CU COMPR SPLICE | 50 | 5.2113 | 0.5 | 51802 | 22
SC20 | 3.6589 | CU COMPR SPLICE | 25 | 7.3177 | 0.5 | 51812 | 22
SC222FX | 6.9003 | CU FLEX SPLICE | 1 | 10.6159 | 0.65 | 32156 | 32
SC250 | 5.2398 | CU COMPR SPLICE | 25 | 10.4795 | 0.5 | 51818 | 22
SC262FX | 7.8877 | CU FLEX SPLICE | 1 | 12.1349 | 0.65 | 32157 | 32
SC30 | 4.3056 | CU COMPR SPLICE | 25 | 8.6111 | 0.5 | 51814 | 22
SC300 | 5.8147 | CU COMPR SPLICE | 12 | 11.6293 | 0.5 | 51820 | 22
SC313FX | 8.2597 | CU FLEX SPLICE | 1 | 12.7073 | 0.65 | 32158 | 32
SC350 | 6.0889 | CU COMPR SPLICE | 12 | 12.1778 | 0.5 | 51822 | 22
SC373FX | 12.0548 | CU FLEX SPLICE | 1 | 18.5458 | 0.65 | 32161 | 32
SC4 | 2.1871 | CU COMPR SPLICE | 100 | 4.3741 | 0.5 | 51804 | 22
SC40 | 4.5497 | CU COMPR SPLICE | 25 | 9.0994 | 0.5 | 51816 | 22
SC400 | 7.3506 | CU COMPR SPLICE | 6 | 14.7011 | 0.5 | 51824 | 22
SC444FX | 18.5286 | CU FLEX SPLICE | 1 | 28.5055 | 0.65 | 32159 | 32
SC500 | 8.8865 | CU COMPR SPLICE | 6 | 17.773 | 0.5 | 51826 | 22
SC50FX | 3.4312 | CU FLEX SPLICE | 1 | 5.2788 | 0.65 | 32150 | 32
SC535FX | 18.648 | CU FLEX SPLICE | 1 | 28.6892 | 0.65 | 32160 | 32
SC6 | 1.7811 | CU COMPR SPLICE | 100 | 3.5622 | 0.5 | 51806 | 22
SC600 | 13.6589 | CU COMPR SPLICE | 6 | 27.3178 | 0.5 | 51828 | 22
SC60FX | 4.1126 | CU FLEX SPLICE | 1 | 6.3271 | 0.65 | 32151 | 32
SC646FX | 27.6151 | CU FLEX SPLICE | 1 | 42.4848 | 0.65 | 32162 | 32
SC750 | 16.1 | CU COMPR SPLICE | 3 | 32.1999 | 0.5 | 51830 | 22
SC8 | 1.2156 | CU COMPR SPLICE | 100 | 2.4312 | 0.5 | 51808 | 22
SC90FX | 4.4709 | CU FLEX SPLICE | 1 | 6.8783 | 0.65 | 32152 | 32
SEH1-22 | 2.0458 | AL H-TAP | 20 | 3.1474 | 0.65 | 15312 | 52
SEH2-201 | 2.1624 | AL H-TAP | 20 | 3.3267 | 0.65 | 15322 | 52
SEH3-301 | 2.3531 | AL H-TAP | 10 | 3.6202 | 0.65 | 15333 | 52
SEH4-3020 | 2.406 | AL H-TAP | 10 | 3.7015 | 0.65 | 15343 | 52
SEH5-401 | 2.8182 | AL H-TAP | 10 | 4.3357 | 0.65 | 15354 | 52
SEH6-4020 | 2.9295 | AL H-TAP | 10 | 4.5069 | 0.65 | 15364 | 52
SEH7-4040 | 2.8552 | AL H-TAP | 10 | 4.3926 | 0.65 | 15374 | 52
SEN101 | 1.7115 | AL COMPR SPLICE NYL | 25 | 2.633 | 0.65 | 15410 | 53
SEN1010 | 1.7115 | AL COMPR SPLICE NYL | 25 | 2.633 | 0.65 | 15409 | 53
SEN11 | 1.7115 | AL COMPR SPLICE NYL | 50 | 2.633 | 0.65 | 15411 | 53
SEN14 | 1.7115 | AL COMPR SPLICE NYL | 50 | 2.633 | 0.65 | 15414 | 53
SEN16 | 1.7115 | AL COMPR SPLICE NYL | 50 | 2.633 | 0.65 | 15416 | 53
SEN2020 | 5.8406 | AL COMPR SPLICE NYL | 25 | 8.9855 | 0.65 | 15422 | 53
SEN204 | 7.0538 | AL COMPR SPLICE NYL | 25 | 10.852 | 0.65 | 15420 | 53
SEN304 | 14.098 | AL COMPR SPLICE NYL | 25 | 21.6892 | 0.65 | 15430 | 53
SEN401 | 5.8406 | AL COMPR SPLICE NYL | 10 | 8.9855 | 0.65 | 15441 | 53
SEN4020 | 6.0951 | AL COMPR SPLICE NYL | 10 | 9.377 | 0.65 | 15442 | 53
SEN404 | 13.3491 | AL COMPR SPLICE NYL | 10 | 20.537 | 0.65 | 15440 | 53
SEN4040 | 5.8406 | AL COMPR SPLICE NYL | 10 | 8.9855 | 0.65 | 15445 | 53
SEN44 | 1.7115 | AL COMPR SPLICE NYL | 50 | 2.633 | 0.65 | 15444 | 53
SEN46 | 1.7134 | AL COMPR SPLICE NYL | 50 | 2.636 | 0.65 | 15446 | 53
SEN66 | 1.7115 | AL COMPR SPLICE NYL | 50 | 2.633 | 0.65 | 15466 | 53
SFW 0 | 0.2862 | BRONZE FLAT WASHER | 100 | 0.4088 | 0.7 | 71780 | 125
SFW 1 | 1.4914 | BRONZE FLAT WASHER | 25 | 2.1306 | 0.7 | 71800 | 125
SFW 3 | 1.1542 | BRONZE FLAT WASHER | 50 | 1.6489 | 0.7 | 71795 | 125
SFW 6 | 0.4654 | BRONZE FLAT WASHER | 50 | 0.6648 | 0.7 | 71790 | 125
SFW 8 | 0.334 | BRONZE FLAT WASHER | 50 | 0.4772 | 0.7 | 71785 | 125
SL1000N | 65.7926 | CU STACKING LUG | 1 | 90.1268 | 0.73 | 71812 | 25
SL20N | 10.892 | CU STACKING LUG | 1 | 14.9206 | 0.73 | 71801 | 25
SL250N | 14.1356 | CU STACKING LUG | 1 | 19.3639 | 0.73 | 71804 | 25
SL300N | 16.4582 | CU STACKING LUG | 1 | 22.5455 | 0.73 | 71805 | 25
SL30N | 11.5728 | CU STACKING LUG | 1 | 15.8531 | 0.73 | 71802 | 25
SL350N | 18.2201 | CU STACKING LUG | 1 | 24.9591 | 0.73 | 71806 | 25
SL400N | 20.1422 | CU STACKING LUG | 1 | 27.5921 | 0.73 | 71807 | 25
SL40N | 12.7741 | CU STACKING LUG | 1 | 17.4988 | 0.73 | 71803 | 25
SL500N | 24.2667 | CU STACKING LUG | 1 | 33.2421 | 0.73 | 71808 | 25
SL600N | 31.0743 | CU STACKING LUG | 1 | 42.5675 | 0.73 | 71809 | 25
SL750N | 36.1599 | CU STACKING LUG | 1 | 49.5341 | 0.73 | 71811 | 25
SLW 0 | 0.1582 | BRONZE LOCK WASHER | 100 | 0.226 | 0.7 | 71810 | 125
SLW 1 | 1.5037 | BRONZE LOCK WASHER | 25 | 2.1481 | 0.7 | 71830 | 125
SLW 3 | 0.8908 | BRONZE LOCK WASHER | 50 | 1.2726 | 0.7 | 71825 | 125
SLW 6 | 0.3602 | BRONZE LOCK WASHER | 50 | 0.5145 | 0.7 | 71820 | 125
SLW 8 | 0.2565 | BRONZE LOCK WASHER | 50 | 0.3664 | 0.7 | 71815 | 125
SN 0 | 0.2097 | BRONZE NUT | 100 | 0.2996 | 0.7 | 71750 | 125
SN 1 | 2.4898 | BRONZE NUT | 25 | 3.5568 | 0.7 | 71770 | 125
SN 3 | 1.0791 | BRONZE NUT | 50 | 1.5415 | 0.7 | 71765 | 125
SN 6 | 0.5422 | BRONZE NUT | 50 | 0.7745 | 0.7 | 71760 | 125
SN 8 | 0.3739 | BRONZE NUT | 50 | 0.5342 | 0.7 | 71755 | 125
SP14 | 0.114 | SNAP PLUG MALE | 50 | 0.2533 | 0.45 | 70050 | 15
SP14V | 0.172 | SNAP PLUG MALE | 50 | 0.3822 | 0.45 | 70051 | 15
SPD-CL | 3.3948 | SPD COVER L | 4 | 5.658 | 0.6 | 82993 | 57
SPD-CM | 2.5488 | SPD COVER M | 6 | 4.248 | 0.6 | 82992 | 57
SPD-CS | 1.5894 | SPD COVER S | 6 | 2.649 | 0.6 | 82991 | 57
SPD-I1-I1 | 6.7128 | SIDE STACKER | 6 or 24 | 11.188 | 0.6 | 82201 | 56
SPD-K1-H4 | 8.6724 | SIDE STACKER | 6 or 24 | 14.454 | 0.6 | 82304 | 56
SPD-K1-H6 | 11.8296 | SIDE STACKER | 6 or 24 | 19.716 | 0.6 | 82306 | 56
SPD-K1-K1 | 7.0398 | SIDE STACKER | 6 or 24 | 11.733 | 0.6 | 82301 | 56
SPD-K2-H12 | 18.0558 | SIDE STACKER | 6 or 24 | 30.093 | 0.6 | 82312 | 57
SPD-K2-H6 | 12.7368 | SIDE STACKER | 6 or 24 | 21.228 | 0.6 | 82526 | 57
SPD-K2-I6 | 17.9616 | SIDE STACKER | 6 or 24 | 29.936 | 0.6 | 82316 | 57
SPD-K2-K2 | 10.5288 | SIDE STACKER | 6 or 24 | 17.548 | 0.6 | 82322 | 57
SPD-N1-N1 | 12.555 | SIDE STACKER | 3 or 6 | 20.925 | 0.6 | 82401 | 56
SPD-P1-H12 | 21.8808 | SIDE STACKER | 3 or 6 | 36.468 | 0.6 | 82412 | 56
SPD-P1-H6 | 16.6554 | SIDE STACKER | 3 or 6 | 27.759 | 0.6 | 82506 | 56
SPD-P1-K6 | 24.4302 | SIDE STACKER | 3 or 6 | 40.717 | 0.6 | 82605 | 56
SPD-P1-P1 | 14.4906 | SIDE STACKER | 3 or 6 | 24.151 | 0.6 | 82551 | 56
SPD-P2-H12 | 24.1326 | SIDE STACKER | 3 or 6 | 40.221 | 0.6 | 82512 | 57
SPD-P2-K6 | 24.4302 | SIDE STACKER | 2 | 40.717 | 0.6 | 82516 | 57
SPD-P2-P2 | 25.6104 | SIDE STACKER | 2 | 42.684 | 0.6 | 82522 | 57
SPD-R1-H12 | 24.3666 | SIDE STACKER | 3 or 6 | 40.611 | 0.6 | 82602 | 56
SPD-R1-K6 | 26.8458 | SIDE STACKER | 2 | 44.743 | 0.6 | 82606 | 56
SPD-R1-M4 | 25.0314 | SIDE STACKER | 2 | 41.719 | 0.6 | 82604 | 56
SPD-R1-R1 | 18.0192 | SIDE STACKER | 3 or 6 | 30.032 | 0.6 | 82601 | 56
SPD-R2-H12 | 26.7432 | SIDE STACKER | 2 | 44.572 | 0.6 | 82612 | 57
SPD-R2-K6 | 34.0686 | SIDE STACKER | 2 | 56.781 | 0.6 | 82626 | 57
SPD-R2-M4 | 30.969 | SIDE STACKER | 2 | 51.615 | 0.6 | 82614 | 57
SPD-R2-R2 | 31.7538 | SIDE STACKER | 2 | 52.923 | 0.6 | 82622 | 57
SPD-V1-K6 | 29.394 | SIDE STACKER | 2 | 48.99 | 0.6 | 82806 | 56
SS 0-A | 11.6509 | SS HARDWARE KIT | 1 | 15.9601 | 0.73 | 27231 | 81
SS 0-B | 12.71 | SS HARDWARE KIT | 1 | 17.411 | 0.73 | 27233 | 81
SS 0-C | 13.7231 | SS HARDWARE KIT | 1 | 18.7988 | 0.73 | 27235 | 81
SS 0-D | 15.0034 | SS HARDWARE KIT | 1 | 20.5526 | 0.73 | 27237 | 81
SS 10-A | 13.5666 | SS HARDWARE KIT | 1 | 18.5844 | 0.73 | 27221 | 81
SS 10-B | 14.9481 | SS HARDWARE KIT | 1 | 20.4769 | 0.73 | 27223 | 81
SS 10-C | 16.9651 | SS HARDWARE KIT | 1 | 23.2399 | 0.73 | 27225 | 81
SS 10-D | 15.906 | SS HARDWARE KIT | 1 | 21.789 | 0.73 | 27226 | 81
SS0 | 0.1843 | STAINLESS BOLT | 100 | 0.2633 | 0.7 | 71851 | 126
SS00 | 0.2013 | STAINLESS BOLT | 100 | 0.2875 | 0.7 | 71852 | 126
SS000 | 0.2189 | STAINLESS BOLT | 100 | 0.3127 | 0.7 | 71853 | 126
SS01 | 0.2481 | STAINLESS BOLT | 100 | 0.3544 | 0.7 | 71854 | 126
SS02 | 0.2842 | STAINLESS BOLT | 100 | 0.406 | 0.7 | 71856 | 126
SS03 | 0.3133 | STAINLESS BOLT | 100 | 0.4476 | 0.7 | 71857 | 126
SS05 | 0.3794 | STAINLESS BOLT | 100 | 0.542 | 0.7 | 71858 | 126
SS07 | 0.4447 | STAINLESS BOLT | 50 | 0.6353 | 0.7 | 71859 | 126
SS09 | 0.5099 | STAINLESS BOLT | 50 | 0.7284 | 0.7 | 71861 | 126
SS300 | 1.0045 | STAINLESS BOLT | 100 | 1.435 | 0.7 | 71846 | 126
SS31 | 1.1266 | STAINLESS BOLT | 50 | 1.6094 | 0.7 | 71847 | 126
SS310 | 2.2187 | STAINLESS BOLT | 25 | 3.1695 | 0.7 | 71869 | 126
SS311 | 2.3385 | STAINLESS BOLT | 25 | 3.3407 | 0.7 | 71870 | 126
SS312 | 2.4629 | STAINLESS BOLT | 25 | 3.5184 | 0.7 | 71871 | 126
SS313 | 2.5834 | STAINLESS BOLT | 15 | 3.6906 | 0.7 | 71872 | 126
SS315 | 2.8254 | STAINLESS BOLT | 15 | 4.0363 | 0.7 | 71873 | 126
SS317 | 3.0673 | STAINLESS BOLT | 15 | 4.3818 | 0.7 | 71874 | 126
SS32 | 1.2503 | STAINLESS BOLT | 50 | 1.7861 | 0.7 | 71848 | 126
SS33 | 1.3693 | STAINLESS BOLT | 50 | 1.9561 | 0.7 | 71849 | 126
SS34 | 1.4899 | STAINLESS BOLT | 50 | 2.1284 | 0.7 | 71850 | 126
SS35 | 1.612 | STAINLESS BOLT | 50 | 2.3028 | 0.7 | 71855 | 126
SS36 | 1.7317 | STAINLESS BOLT | 50 | 2.4739 | 0.7 | 71860 | 126
SS37 | 1.8539 | STAINLESS BOLT | 50 | 2.6484 | 0.7 | 71865 | 126
SS38 | 1.9783 | STAINLESS BOLT | 50 | 2.8262 | 0.7 | 71867 | 126
SS39 | 2.0958 | STAINLESS BOLT | 25 | 2.994 | 0.7 | 71868 | 126
SS6 | 0.4738 | STAINLESS BOLT | 100 | 0.6769 | 0.7 | 71833 | 126
SS60 | 0.5084 | STAINLESS BOLT | 100 | 0.7263 | 0.7 | 71834 | 126
SS600 | 0.5391 | STAINLESS BOLT | 100 | 0.7702 | 0.7 | 71835 | 126
SS61 | 0.6044 | STAINLESS BOLT | 50 | 0.8634 | 0.7 | 71836 | 126
SS610 | 1.1896 | STAINLESS BOLT | 25 | 1.6994 | 0.7 | 71845 | 126
SS611 | 1.2556 | STAINLESS BOLT | 25 | 1.7937 | 0.7 | 71882 | 126
SS612 | 1.3862 | STAINLESS BOLT | 15 | 1.9803 | 0.7 | 71883 | 126
SS613 | 1.5167 | STAINLESS BOLT | 15 | 2.1667 | 0.7 | 71884 | 126
SS62 | 0.6945 | STAINLESS BOLT | 50 | 0.9922 | 0.7 | 71837 | 126
SS63 | 0.7349 | STAINLESS BOLT | 50 | 1.0499 | 0.7 | 71838 | 126
SS64 | 0.7987 | STAINLESS BOLT | 50 | 1.141 | 0.7 | 71839 | 126
SS65 | 0.8647 | STAINLESS BOLT | 50 | 1.2353 | 0.7 | 71840 | 126
SS66 | 0.9285 | STAINLESS BOLT | 50 | 1.3264 | 0.7 | 71841 | 126
SS67 | 0.9945 | STAINLESS BOLT | 50 | 1.4207 | 0.7 | 71842 | 126
SS68 | 1.0606 | STAINLESS BOLT | 50 | 1.5151 | 0.7 | 71843 | 126
SS69 | 1.1266 | STAINLESS BOLT | 25 | 1.6094 | 0.7 | 71844 | 126
SS8 | 0.3372 | STAINLESS BOLT | 100 | 0.4817 | 0.7 | 71862 | 126
SS80 | 0.3602 | STAINLESS BOLT | 100 | 0.5145 | 0.7 | 71863 | 126
SS800 | 0.4291 | STAINLESS BOLT | 100 | 0.613 | 0.7 | 71864 | 126
SS81 | 0.4331 | STAINLESS BOLT | 50 | 0.6187 | 0.7 | 71866 | 126
SS82 | 0.4785 | STAINLESS BOLT | 50 | 0.6835 | 0.7 | 71875 | 126
SS83 | 0.5276 | STAINLESS BOLT | 50 | 0.7537 | 0.7 | 71876 | 126
SS84 | 0.5752 | STAINLESS BOLT | 50 | 0.8217 | 0.7 | 71878 | 126
SS85 | 0.6229 | STAINLESS BOLT | 50 | 0.8898 | 0.7 | 71879 | 126
SS87 | 0.7173 | STAINLESS BOLT | 50 | 1.0247 | 0.7 | 71880 | 126
SS89 | 0.814 | STAINLESS BOLT | 25 | 1.1629 | 0.7 | 71881 | 126
SSBW3 | 1.5713 | STAINLESS BELLEVILLE | 50 | 2.2447 | 0.7 | 71930 | 127
SSBW6 | 1.3194 | STAINLESS BELLEVILLE | 50 | 1.8848 | 0.7 | 71926 | 127
SSFW0 | 0.1935 | STAINLESS FLAT WASHER | 100 | 0.2764 | 0.7 | 71901 | 127
SSFW3 | 0.4262 | STAINLESS FLAT WASHER | 50 | 0.6089 | 0.7 | 71905 | 127
SSFW6 | 0.3686 | STAINLESS FLAT WASHER | 50 | 0.5266 | 0.7 | 71900 | 127
SSFW8 | 0.3156 | STAINLESS FLAT WASHER | 50 | 0.4509 | 0.7 | 71902 | 127
SSLW0 | 0.1497 | STAINLESS LOCK WASHER | 100 | 0.2139 | 0.7 | 71916 | 127
SSLW3 | 0.364 | STAINLESS LOCK WASHER | 50 | 0.52 | 0.7 | 71920 | 127
SSLW6 | 0.2765 | STAINLESS LOCK WASHER | 50 | 0.395 | 0.7 | 71915 | 127
SSLW8 | 0.2435 | STAINLESS LOCK WASHER | 50 | 0.3478 | 0.7 | 71917 | 127
SSN0 | 0.1981 | STAINLESS NUT | 100 | 0.283 | 0.7 | 71886 | 127
SSN3 | 0.8033 | STAINLESS NUT | 50 | 1.1476 | 0.7 | 71890 | 127
SSN6 | 0.404 | STAINLESS NUT | 50 | 0.5771 | 0.7 | 71885 | 127
SSN8 | 0.3548 | STAINLESS NUT | 50 | 0.5069 | 0.7 | 71887 | 127
TG 04 | 12.038 | BAR/TOWER CONN | 1 | 18.52 | 0.65 | 71100 | 95
TG 20 | 12.8499 | BAR/TOWER CONN | 1 | 19.7691 | 0.65 | 71105 | 95
TG 25 | 26.4674 | BAR/TOWER CONN | 1 | 40.719 | 0.65 | 71110 | 95
TG 50 | 39.177 | BAR/TOWER CONN | 1 | 60.2723 | 0.65 | 71115 | 95
TG 75 | 61.0753 | BAR/TOWER CONN | 1 | 93.962 | 0.65 | 71116 | 95
TGG 04 | 19.846 | BAR/TOWER CONN | 1 | 30.5323 | 0.65 | 71101 | 95
TGG 20 | 25.5367 | BAR/TOWER CONN | 1 | 39.2872 | 0.65 | 71106 | 95
TGG 25 | 44.9192 | BAR/TOWER CONN | 1 | 69.1064 | 0.65 | 71111 | 95
TGG 50 | 85.6951 | BAR/TOWER CONN | 1 | 131.8386 | 0.65 | 71117 | 95
TGG 75 | 134.0656 | BAR/TOWER CONN | 1 | 206.2548 | 0.65 | 71118 | 95
TGGM 04 | 14.0056 | BAR/TOWER CONN | 1 | 21.547 | 0.65 | 71121 | 95
TGGM 20 | 16.473 | BAR/TOWER CONN | 1 | 25.343 | 0.65 | 71126 | 95
TGGM 25 | 29.6513 | BAR/TOWER CONN | 1 | 45.6174 | 0.65 | 71131 | 95
TGGM 50 | 59.8304 | BAR/TOWER CONN | 1 | 92.0467 | 0.65 | 71136 | 95
TGGM 75 | 71.5112 | BAR/TOWER CONN | 1 | 110.0172 | 0.65 | 71141 | 95
TGM 04 | 7.7825 | BAR/TOWER CONN | 1 | 11.973 | 0.65 | 71120 | 95
TGM 20 | 11.8366 | BAR/TOWER CONN | 1 | 18.2101 | 0.65 | 71125 | 95
TGM 25 | 18.0664 | BAR/TOWER CONN | 1 | 27.7944 | 0.65 | 71130 | 95
TGM 50 | 27.8411 | BAR/TOWER CONN | 1 | 42.8325 | 0.65 | 71135 | 95
TGM 75 | 41.5096 | BAR/TOWER CONN | 1 | 63.8609 | 0.65 | 71140 | 95
TLBN2-10 | 16.0484 | GROUNDING BAR NEMA | 10 | 24.6898 | 0.65 | 19210
TLBN2-20 | 23.5957 | GROUNDING BAR NEMA | 10 | 36.301 | 0.65 | 19220
TLBN2-12 | 17.3628 | GROUNDING BAR NEMA | 10 | 26.712 | 0.65 | 19212
TLBN2-16 | 22.5992 | GROUNDING BAR NEMA | 10 | 34.768 | 0.65 | 19216
TLBN2-6 | 13.568 | GROUNDING BAR NEMA | 10 | 20.8738 | 0.65 | 19026
TLK-15 | 16.9835 | XFORMER LUG KITS | 1 | 26.1285 | 0.65 | 50280 | 49
TLK-150 | 140.3553 | XFORMER LUG KITS | 1 | 215.9313 | 0.65 | 50284 | 49
TLK-500 | 174.8416 | XFORMER LUG KITS | 1 | 268.987 | 0.65 | 50286 | 49
TLK-75 | 32.7434 | XFORMER LUG KITS | 1 | 50.3745 | 0.65 | 50282 | 49
TSA-1125 | 12.6185 | STACKLUG ADAPTER | 10 | 17.2856 | 0.73 | 14091 | 44
TSA-875 | 11.5723 | STACKLUG ADAPTER | 10 | 15.8525 | 0.73 | 14090 | 44
U1011 | 98.75 | U-TYPE DIE | 1 | 135.274 | 0.73 | 60615 | 0
U997 | 98.75 | U-TYPE DIE | 1 | 135.274 | 0.73 | 60611 | 0
U998P | 98.75 | U-TYPE DIE | 1 | 135.274 | 0.73 | 60613 | 0
UA1 | 98.75 | U-TYPE DIE | 1 | 135.274 | 0.73 | 60501 | 0
UA10 | 98.75 | U-TYPE DIE | 1 | 135.274 | 0.73 | 60511 | 0
UA2 | 98.75 | U-TYPE DIE | 1 | 135.274 | 0.73 | 60502 | 0
UA20 | 98.75 | U-TYPE DIE | 1 | 135.274 | 0.73 | 60521 | 0
UA250 | 98.75 | U-TYPE DIE | 1 | 135.274 | 0.73 | 60525 | 0
UA2S | 98.75 | U-TYPE DIE | 1 | 135.274 | 0.73 | 60503 | 0
UA30 | 98.75 | U-TYPE DIE | 1 | 135.274 | 0.73 | 60531 | 0
UA300 | 98.75 | U-TYPE DIE | 1 | 135.274 | 0.73 | 60530 | 0
UA350 | 98.75 | U-TYPE DIE | 1 | 135.274 | 0.73 | 60535 | 0
UA4 | 98.75 | U-TYPE DIE | 1 | 135.274 | 0.73 | 60504 | 0
UA40 | 98.75 | U-TYPE DIE | 1 | 135.274 | 0.73 | 60541 | 0
UA400 | 98.75 | U-TYPE DIE | 1 | 135.274 | 0.73 | 60540 | 0
UA500 | 98.75 | U-TYPE DIE | 1 | 135.274 | 0.73 | 60550 | 0
UA6 | 98.75 | U-TYPE DIE | 1 | 135.274 | 0.73 | 60506 | 0
UA600 | 98.75 | U-TYPE DIE | 1 | 135.274 | 0.73 | 60560 | 0
UA750 | 98.75 | U-TYPE DIE | 1 | 135.274 | 0.73 | 60575 | 0
UA8 | 98.75 | U-TYPE DIE | 1 | 135.274 | 0.73 | 60508 | 0
UAK | 1580.0003 | U-TYPE DIE | 1 | 2164.384 | 0.73 | 60599 | 0
UBG | 98.75 | U-TYPE DIE | 1 | 135.274 | 0.73 | 60601 | 0
UC | 98.75 | U-TYPE DIE | 1 | 135.274 | 0.73 | 60603 | 0
UC1 | 98.75 | U-TYPE DIE | 1 | 135.274 | 0.73 | 60401 | 0
UC10 | 98.75 | U-TYPE DIE | 1 | 135.274 | 0.73 | 60411 | 0
UC2 | 98.75 | U-TYPE DIE | 1 | 135.274 | 0.73 | 60402 | 0
UC20 | 98.75 | U-TYPE DIE | 1 | 135.274 | 0.73 | 60421 | 0
UC250 | 98.75 | U-TYPE DIE | 1 | 135.274 | 0.73 | 60425 | 0
UC3 | 98.75 | U-TYPE DIE | 1 | 135.274 | 0.73 | 60403 | 0
UC30 | 98.75 | U-TYPE DIE | 1 | 135.274 | 0.73 | 60431 | 0
UC300 | 98.75 | U-TYPE DIE | 1 | 135.274 | 0.73 | 60430 | 0
UC350 | 98.75 | U-TYPE DIE | 1 | 135.274 | 0.73 | 60435 | 0
UC4 | 98.75 | U-TYPE DIE | 1 | 135.274 | 0.73 | 60404 | 0
UC40 | 98.75 | U-TYPE DIE | 1 | 135.274 | 0.73 | 60441 | 0
UC400 | 98.75 | U-TYPE DIE | 1 | 135.274 | 0.73 | 60440 | 0
UC500 | 98.75 | U-TYPE DIE | 1 | 135.274 | 0.73 | 60450 | 0
UC6 | 98.75 | U-TYPE DIE | 1 | 135.274 | 0.73 | 60406 | 0
UC600 | 98.75 | U-TYPE DIE | 1 | 135.274 | 0.73 | 60460 | 0
UC750 | 98.75 | U-TYPE DIE | 1 | 135.274 | 0.73 | 60475 | 0
UC8 | 98.75 | U-TYPE DIE | 1 | 135.274 | 0.73 | 60408 | 0
UCK | 1678.7503 | U-TYPE DIE | 1 | 2299.658 | 0.73 | 60499 | 0
UD | 98.75 | U-TYPE DIE | 1 | 135.274 | 0.73 | 60605 | 0
UD3 | 98.75 | U-TYPE DIE | 1 | 135.274 | 0.73 | 60607 | 0
UFK-8 | 10.8438 | UF SPLICE KIT | 12 | 14.8545 | 0.73 | 80300 | 67
UO | 98.75 | U-TYPE DIE | 1 | 135.274 | 0.73 | 60609 | 0
UPP1-350 | 20.6681 | UNDERGROUND | 2 | 31.797 | 0.65 | 80350 | 66
UPP1-500 | 46.1903 | UNDERGROUND | 1 | 71.062 | 0.65 | 80360 | 66
UPP1-750 | 71.8764 | UNDERGROUND | 1 | 110.579 | 0.65 | 80370 | 579
UPP2-350 | 30.8522 | UNDERGROUND | 1 | 47.4649 | 0.65 | 80432 | 66
UPP3-350 | 36.5628 | UNDERGROUND | 1 | 56.2505 | 0.65 | 80433 | 66
UPP3-500 | 66.5717 | UNDERGROUND | 1 | 102.418 | 0.65 | 80453 | 66
UPP4-350 | 45.7592 | UNDERGROUND | 1 | 70.3987 | 0.65 | 80434 | 66
UPP4-500 | 50.7324 | UNDERGROUND | 1 | 78.0499 | 0.65 | 80454 | 66
UPP4-750 | 105.5334 | UNDERGROUND | 1 | 162.359 | 0.65 | 80474 | 66
UPP5-350 | 56.7354 | UNDERGROUND | 1 | 87.2853 | 0.65 | 80435 | 66
UPP5-500 | 60.0148 | UNDERGROUND | 1 | 92.3304 | 0.65 | 80455 | 66
UPP6-350 | 64.9306 | UNDERGROUND | 1 | 99.8932 | 0.65 | 80436 | 66
UPP6-500 | 73.971 | UNDERGROUND | 1 | 113.8015 | 0.65 | 80456 | 66
UPP6-750 | 121.7048 | UNDERGROUND | 1 | 187.2382 | 0.65 | 80476 | 66
UPP8-350 | 83.3414 | UNDERGROUND | 1 | 128.2176 | 0.65 | 80438 | 66
UPP8-500 | 94.9371 | UNDERGROUND | 1 | 146.057 | 0.65 | 80458 | 66
UPP8-750 | 166.9227 | UNDERGROUND | 1 | 256.8041 | 0.65 | 80478 | 66
US350-K | 23.9214 | AL MECH SPLICE KIT | 1 | 32.7691 | 0.73 | 71005 | 68
US500-K | 46.8202 | AL MECH SPLICE KIT | 1 | 64.1372 | 0.73 | 71010 | 68
USA 2/0-2 | 9.8081 | INSUL DISTR ONE-SIDE | 6 | 16.3468 | 0.6 | 13422 | 60
USA 2/0-2C | 9.8081 | INSUL DISTR ONE-SIDE | 6 | 16.3468 | 0.6 | 13322 | 0
USA 2/0-2M | 27.2455 | INSUL 1-SIDE MNTBL | 1 | 37.3226 | 0.73 | 17102 | 64
USA 2/0-3 | 12.836 | INSUL DISTR ONE-SIDE | 6 | 21.3934 | 0.6 | 13423 | 61
USA 2/0-3C | 12.836 | INSUL DISTR ONE-SIDE | 6 | 21.3934 | 0.6 | 13323 | 0
USA 2/0-3M | 30.0621 | INSUL 1-SIDE MNTBL | 1 | 41.181 | 0.73 | 17103 | 64
USA 2/0-4 | 16.0286 | INSUL DISTR ONE-SIDE | 6 | 26.7144 | 0.6 | 13424 | 61
USA 2/0-4M | 31.6639 | INSUL 1-SIDE MNTBL | 1 | 43.3752 | 0.73 | 17104 | 64
USA 2/0-5 | 20.0376 | INSUL DISTR ONE-SIDE | 4 | 33.396 | 0.6 | 13425 | 61
USA 2/0-5M | 34.7359 | INSUL 1-SIDE MNTBL | 1 | 47.5834 | 0.73 | 17105 | 64
USA 2/0-6 | 22.5462 | INSUL DISTR ONE-SIDE | 4 | 37.577 | 0.6 | 13426 | 61
USA 2/0-6M | 39.7192 | INSUL 1-SIDE MNTBL | 1 | 54.4098 | 0.73 | 17106 | 64
USA 2/0-7 | 28.2534 | INSUL DISTR ONE-SIDE | 3 | 47.089 | 0.6 | 13427 | 61
USA 2/0-8 | 31.3392 | INSUL DISTR ONE-SIDE | 3 | 52.232 | 0.6 | 13428 | 61
USA 2-2 | 8.1295 | INSUL DISTR ONE-SIDE | 12 | 13.5492 | 0.6 | 13452 | 60
USA 2-2C | 8.1295 | INSUL DISTR ONE-SIDE | 12 | 13.5492 | 0.6 | 13352 | 0
USA 2-2M | 22.1462 | INSUL 1-SIDE MNTBL | 1 | 30.3372 | 0.73 | 17122 | 64
USA 2-3 | 10.8284 | INSUL DISTR ONE-SIDE | 12 | 18.0473 | 0.6 | 13453 | 61
USA 2-3C | 10.8284 | INSUL DISTR ONE-SIDE | 12 | 18.0473 | 0.6 | 13353 | 0
USA 2-4 | 12.4082 | INSUL DISTR ONE-SIDE | 6 | 20.6804 | 0.6 | 13454 | 61
USA 2-4M | 28.6925 | INSUL 1-SIDE MNTBL | 1 | 39.3048 | 0.73 | 17124 | 64
USA 250-2M | 40.3245 | INSUL 1-SIDE MNTBL | 1 | 55.239 | 0.73 | 17152 | 64
USA 250-3 | 16.8515 | INSUL DISTR ONE-SIDE | 4 | 28.0858 | 0.6 | 13599 | 61
USA 250-3C | 16.8515 | INSUL DISTR ONE-SIDE | 4 | 28.0858 | 0.6 | 13399 | 0
USA 250-3M | 44.6973 | INSUL 1-SIDE MNTBL | 1 | 61.2292 | 0.73 | 17153 | 64
USA 250-4 | 18.4652 | INSUL DISTR ONE-SIDE | 4 | 30.7753 | 0.6 | 13600 | 61
USA 250-4M | 47.8928 | INSUL 1-SIDE MNTBL | 1 | 65.6066 | 0.73 | 17154 | 64
USA 250-5 | 23.4366 | INSUL DISTR ONE-SIDE | 3 | 39.061 | 0.6 | 13601 | 61
USA 250-5M | 51.8011 | INSUL 1-SIDE MNTBL | 1 | 70.9604 | 0.73 | 17155 | 64
USA 250-6 | 27.9522 | INSUL DISTR ONE-SIDE | 3 | 46.587 | 0.6 | 13605 | 61
USA 250-6M | 55.6694 | INSUL 1-SIDE MNTBL | 1 | 76.2595 | 0.73 | 17156 | 64
USA 250-7 | 32.436 | INSUL DISTR ONE-SIDE | 2 | 54.06 | 0.6 | 13606 | 61
USA 250-8 | 36.1884 | INSUL DISTR ONE-SIDE | 2 | 60.314 | 0.6 | 13610 | 61
USA 2-6 | 17.806 | INSUL DISTR ONE-SIDE | 4 | 29.6766 | 0.6 | 13456 | 61
USA 2-6M | 35.8347 | INSUL 1-SIDE MNTBL | 1 | 49.0886 | 0.73 | 17126 | 64
USA 2-8 | 23.6645 | INSUL DISTR ONE-SIDE | 4 | 39.4408 | 0.6 | 13458 | 61
USA 3/0-2 | 12.8896 | INSUL DISTR ONE-SIDE | 6 | 21.4826 | 0.6 | 13432 | 60
USA 3/0-2C | 12.8896 | INSUL DISTR ONE-SIDE | 6 | 21.4826 | 0.6 | 13332 | 0
USA 3/0-3 | 15.37 | INSUL DISTR ONE-SIDE | 6 | 25.6166 | 0.6 | 13433 | 61
USA 3/0-4 | 17.278 | INSUL DISTR ONE-SIDE | 6 | 28.7966 | 0.6 | 13434 | 61
USA 350-2M | 42.1745 | INSUL 1-SIDE MNTBL | 1 | 57.7733 | 0.73 | 17132 | 64
USA 350-3 | 19.6418 | INSUL DISTR ONE-SIDE | 4 | 32.7363 | 0.6 | 13614 | 61
USA 350-3M | 46.9637 | INSUL 1-SIDE MNTBL | 1 | 64.3339 | 0.73 | 17133 | 64
USA 350-4 | 23.161 | INSUL DISTR ONE-SIDE | 3 | 38.6016 | 0.6 | 13615 | 61
USA 350-4M | 51.8011 | INSUL 1-SIDE MNTBL | 1 | 70.9604 | 0.73 | 17134 | 64
USA 350-5 | 27.9522 | INSUL DISTR ONE-SIDE | 3 | 46.587 | 0.6 | 13616 | 61
USA 350-5M | 56.1339 | INSUL 1-SIDE MNTBL | 1 | 76.8958 | 0.73 | 17135 | 64
USA 350-6 | 34.6408 | INSUL DISTR ONE-SIDE | 2 | 57.7346 | 0.6 | 13620 | 61
USA 350-6M | 61.1795 | INSUL 1-SIDE MNTBL | 1 | 83.8075 | 0.73 | 17136 | 64
USA 350-7 | 39.2942 | INSUL DISTR ONE-SIDE | 2 | 65.4903 | 0.6 | 13621 | 61
USA 350-8 | 44.0324 | INSUL DISTR ONE-SIDE | 2 | 73.3873 | 0.6 | 13625 | 61
USA 4-2 | 6.5826 | INSUL DISTR ONE-SIDE | 12 | 10.971 | 0.6 | 13442 | 60
USA 4-2C | 6.5826 | INSUL DISTR ONE-SIDE | 12 | 10.971 | 0.6 | 13342 | 0
USA 4-2M | 21.295 | INSUL 1-SIDE MNTBL | 1 | 29.1712 | 0.73 | 17142 | 64
USA 4-3 | 9.7094 | INSUL DISTR ONE-SIDE | 12 | 16.1823 | 0.6 | 13443 | 61
USA 4-3C | 9.7094 | INSUL DISTR ONE-SIDE | 12 | 16.1823 | 0.6 | 13343 | 0
USA 4-4 | 12.3753 | INSUL DISTR ONE-SIDE | 6 | 20.6255 | 0.6 | 13444 | 61
USA 4-4C | 12.3753 | INSUL DISTR ONE-SIDE | 6 | 20.6255 | 0.6 | 13344 | 0
USA 4-4M | 26.3634 | INSUL 1-SIDE MNTBL | 1 | 36.1142 | 0.73 | 17144 | 64
USA 4-6 | 16.5223 | INSUL DISTR ONE-SIDE | 4 | 27.5372 | 0.6 | 13446 | 61
USA 4-6M | 33.0954 | INSUL 1-SIDE MNTBL | 1 | 45.3362 | 0.73 | 17146 | 64
USA 4-8 | 22.0188 | INSUL DISTR ONE-SIDE | 4 | 36.698 | 0.6 | 13448 | 61
USA 600-2M | 59.3695 | INSUL 1-SIDE MNTBL | 1 | 81.3281 | 0.73 | 17162 | 64
USA 600-3 | 29.5422 | INSUL DISTR ONE-SIDE | 3 | 49.237 | 0.6 | 13663 | 61
USA 600-3M | 64.6233 | INSUL 1-SIDE MNTBL | 1 | 88.5251 | 0.73 | 17163 | 64
USA 600-4 | 38.1494 | INSUL DISTR ONE-SIDE | 2 | 63.5823 | 0.6 | 13664 | 61
USA 600-4M | 69.885 | INSUL 1-SIDE MNTBL | 1 | 95.7329 | 0.73 | 17164 | 64
USA 600-5 | 43.619 | INSUL DISTR ONE-SIDE | 2 | 72.6983 | 0.6 | 13665 | 61
USA 600-5M | 75.1789 | INSUL 1-SIDE MNTBL | 1 | 102.9848 | 0.73 | 17165 | 64
USA 600-6 | 46.958 | INSUL DISTR ONE-SIDE | 2 | 78.2633 | 0.6 | 13666 | 61
USA 600-6M | 81.3617 | INSUL 1-SIDE MNTBL | 1 | 111.4544 | 0.73 | 17166 | 64
USA 600-7 | 51.675 | INSUL DISTR ONE-SIDE | 2 | 86.125 | 0.6 | 13667 | 61
USA 600-8 | 56.445 | INSUL DISTR ONE-SIDE | 2 | 94.075 | 0.6 | 13668 | 61
USA 750-2M | 70.8061 | INSUL 1-SIDE MNTBL | 1 | 96.9947 | 0.73 | 17172 | 64
USA 750-3 | 41.2729 | INSUL DISTR ONE-SIDE | 3 | 68.7882 | 0.6 | 13644 | 61
USA 750-3M | 84.7772 | INSUL 1-SIDE MNTBL | 1 | 116.1332 | 0.73 | 17173 | 64
USA 750-4 | 46.7365 | INSUL DISTR ONE-SIDE | 1 | 77.8941 | 0.6 | 13645 | 61
USA 750-4M | 98.0921 | INSUL 1-SIDE MNTBL | 1 | 134.3728 | 0.73 | 17174 | 64
USA 750-5 | 56.5117 | INSUL DISTR ONE-SIDE | 1 | 94.1861 | 0.6 | 13646 | 61
USA 750-5M | 112.0516 | INSUL 1-SIDE MNTBL | 1 | 153.4953 | 0.73 | 17175 | 64
USA 750-6 | 62.063 | INSUL DISTR ONE-SIDE | 1 | 103.4383 | 0.6 | 13650 | 61
USA 750-6M | 125.5945 | INSUL 1-SIDE MNTBL | 1 | 172.0472 | 0.73 | 17176 | 64
USA 750-7 | 74.041 | INSUL DISTR ONE-SIDE | 1 | 123.4016 | 0.6 | 13651 | 61
USA 750-8 | 81.514 | INSUL DISTR ONE-SIDE | 1 | 135.8566 | 0.6 | 13655 | 61
USAD 2/0-10 | 55.2938 | INSUL DISTR TWO-SIDE | 1 | 92.1564 | 0.6 | 13830 | 62
USAD 2/0-10M | 98.3655 | INSUL 2-SIDE MNTBL | 1 | 134.7472 | 0.73 | 17200 | 65
USAD 2/0-11 | 64.9045 | INSUL DISTR TWO-SIDE | 1 | 108.1741 | 0.6 | 13831 | 62
USAD 2/0-12 | 74.4821 | INSUL DISTR TWO-SIDE | 1 | 124.1369 | 0.6 | 13832 | 62
USAD 2/0-2 | 11.183 | INSUL DISTR TWO-SIDE | 6 | 18.6383 | 0.6 | 13822 | 60
USAD 2/0-2C | 11.183 | INSUL DISTR TWO-SIDE | 6 | 18.6383 | 0.6 | 13222 | 0
USAD 2/0-2M | 30.774 | INSUL 2-SIDE MNTBL | 1 | 42.1562 | 0.73 | 17202 | 65
USAD 2/0-3 | 17.806 | INSUL DISTR TWO-SIDE | 6 | 29.6766 | 0.6 | 13823 | 62
USAD 2/0-3C | 17.9424 | INSUL DISTR TWO-SIDE | 6 | 29.904 | 0.6 | 13223 | 0
USAD 2/0-3M | 32.7782 | INSUL 2-SIDE MNTBL | 1 | 44.9016 | 0.73 | 17203 | 65
USAD 2/0-4 | 18.925 | INSUL DISTR TWO-SIDE | 6 | 31.5417 | 0.6 | 13824 | 62
USAD 2/0-4M | 37.7073 | INSUL 2-SIDE MNTBL | 1 | 51.6538 | 0.73 | 17204 | 65
USAD 2/0-5 | 22.5114 | INSUL DISTR TWO-SIDE | 4 | 37.519 | 0.6 | 13825 | 62
USAD 2/0-5M | 43.1471 | INSUL 2-SIDE MNTBL | 1 | 59.1056 | 0.73 | 17205 | 65
USAD 2/0-6 | 25.3976 | INSUL DISTR TWO-SIDE | 4 | 42.3293 | 0.6 | 13826 | 62
USAD 2/0-6M | 51.891 | INSUL 2-SIDE MNTBL | 1 | 71.0836 | 0.73 | 17206 | 65
USAD 2/0-7 | 31.3536 | INSUL DISTR TWO-SIDE | 3 | 52.256 | 0.6 | 13827 | 62
USAD 2/0-7M | 61.6564 | INSUL 2-SIDE MNTBL | 1 | 84.4608 | 0.73 | 17207 | 65
USAD 2/0-8 | 36.2701 | INSUL DISTR TWO-SIDE | 3 | 60.4502 | 0.6 | 13828 | 62
USAD 2/0-8M | 75.0354 | INSUL 2-SIDE MNTBL | 1 | 102.7882 | 0.73 | 17208 | 65
USAD 2/0-9 | 44.3009 | INSUL DISTR TWO-SIDE | 1 | 73.8348 | 0.6 | 13829 | 62
USAD 2/0-9M | 86.712 | INSUL 2-SIDE MNTBL | 1 | 118.7836 | 0.73 | 17209 | 65
USAD 2-2 | 9.6764 | INSUL DISTR TWO-SIDE | 12 | 16.1274 | 0.6 | 13852 | 60
USAD 2-2C | 9.6764 | INSUL DISTR TWO-SIDE | 12 | 16.1274 | 0.6 | 13252 | 0
USAD 2-2M | 26.9205 | INSUL 2-SIDE MNTBL | 1 | 36.8774 | 0.73 | 17222 | 65
USAD 2-3 | 14.8767 | INSUL DISTR TWO-SIDE | 12 | 24.7945 | 0.6 | 13853 | 62
USAD 2-3C | 14.8767 | INSUL DISTR TWO-SIDE | 12 | 24.7945 | 0.6 | 13253 | 0
USAD 2-4 | 16.3907 | INSUL DISTR TWO-SIDE | 6 | 27.3178 | 0.6 | 13854 | 62
USAD 2-4C | 16.3907 | INSUL DISTR TWO-SIDE | 6 | 27.3178 | 0.6 | 13254 | 0
USAD 2-4M | 35.4091 | INSUL 2-SIDE MNTBL | 1 | 48.5056 | 0.73 | 17224 | 65
USAD 250-10 | 66.6817 | INSUL DISTR TWO-SIDE | 1 | 111.1362 | 0.6 | 13908 | 62
USAD 250-10M | 113.5252 | INSUL 2-SIDE MNTBL | 1 | 155.514 | 0.73 | 17250 | 65
USAD 250-11 | 78.695 | INSUL DISTR TWO-SIDE | 1 | 131.1584 | 0.6 | 13909 | 62
USAD 250-12 | 87.022 | INSUL DISTR TWO-SIDE | 1 | 145.0366 | 0.6 | 13912 | 62
USAD 250-2 | 18.0692 | INSUL DISTR TWO-SIDE | 6 | 30.1154 | 0.6 | 13898 | 60
USAD 250-2C | 18.0692 | INSUL DISTR TWO-SIDE | 6 | 30.1154 | 0.6 | 13298 | 0
USAD 250-2M | 41.4617 | INSUL 2-SIDE MNTBL | 1 | 56.7969 | 0.73 | 17252 | 65
USAD 250-3 | 20.6035 | INSUL DISTR TWO-SIDE | 4 | 34.3392 | 0.6 | 13899 | 62
USAD 250-3C | 20.6035 | INSUL DISTR TWO-SIDE | 4 | 34.3392 | 0.6 | 13299 | 0
USAD 250-3M | 45.6183 | INSUL 2-SIDE MNTBL | 1 | 62.4908 | 0.73 | 17253 | 65
USAD 250-4 | 21.942 | INSUL DISTR TWO-SIDE | 4 | 36.57 | 0.6 | 13900 | 62
USAD 250-4M | 49.0301 | INSUL 2-SIDE MNTBL | 1 | 67.1645 | 0.73 | 17254 | 65
USAD 250-5 | 26.2774 | INSUL DISTR TWO-SIDE | 3 | 43.7956 | 0.6 | 13903 | 62
USAD 250-5M | 52.7302 | INSUL 2-SIDE MNTBL | 1 | 72.2331 | 0.73 | 17255 | 65
USAD 250-6 | 32.4678 | INSUL DISTR TWO-SIDE | 3 | 54.113 | 0.6 | 13905 | 62
USAD 250-6M | 58.1441 | INSUL 2-SIDE MNTBL | 1 | 79.6495 | 0.73 | 17256 | 65
USAD 250-7 | 36.411 | INSUL DISTR TWO-SIDE | 2 | 60.685 | 0.6 | 13907 | 62
USAD 250-7M | 74.4261 | INSUL 2-SIDE MNTBL | 1 | 101.9536 | 0.73 | 17257 | 65
USAD 250-8 | 40.386 | INSUL DISTR TWO-SIDE | 2 | 67.31 | 0.6 | 13910 | 62
USAD 250-8M | 96.4984 | INSUL 2-SIDE MNTBL | 1 | 132.1896 | 0.73 | 17258 | 65
USAD 250-9 | 54.5039 | INSUL DISTR TWO-SIDE | 1 | 90.8399 | 0.6 | 13911 | 62
USAD 250-9M | 101.1195 | INSUL 2-SIDE MNTBL | 1 | 138.5198 | 0.73 | 17259 | 65
USAD 2-6 | 23.3682 | INSUL DISTR TWO-SIDE | 4 | 38.947 | 0.6 | 13856 | 62
USAD 2-6M | 44.6637 | INSUL 2-SIDE MNTBL | 1 | 61.1832 | 0.73 | 17226 | 65
USAD 2-8 | 30.9692 | INSUL DISTR TWO-SIDE | 4 | 51.6154 | 0.6 | 13858 | 62
USAD 3/0-2 | 14.2184 | INSUL DISTR TWO-SIDE | 6 | 23.6974 | 0.6 | 13882 | 60
USAD 3/0-3 | 18.6485 | INSUL DISTR TWO-SIDE | 6 | 31.0809 | 0.6 | 13883 | 62
USAD 3/0-4 | 19.346 | INSUL DISTR TWO-SIDE | 6 | 32.2434 | 0.6 | 13884 | 62
USAD 3/0-5 | 23.426 | INSUL DISTR TWO-SIDE | 3 | 39.0433 | 0.6 | 13885 | 62
USAD 3/0-6 | 28.0476 | INSUL DISTR TWO-SIDE | 3 | 46.746 | 0.6 | 13886 | 62
USAD 350-10 | 75.2391 | INSUL DISTR TWO-SIDE | 1 | 125.3985 | 0.6 | 13923 | 62
USAD 350-10M | 125.2981 | INSUL 2-SIDE MNTBL | 1 | 171.6413 | 0.73 | 17230 | 65
USAD 350-11 | 100.3751 | INSUL DISTR TWO-SIDE | 1 | 167.2918 | 0.6 | 13924 | 62
USAD 350-12 | 96.6984 | INSUL DISTR TWO-SIDE | 1 | 161.164 | 0.6 | 13927 | 62
USAD 350-2 | 20.801 | INSUL DISTR TWO-SIDE | 4 | 34.6684 | 0.6 | 13913 | 60
USAD 350-2M | 44.2328 | INSUL 2-SIDE MNTBL | 1 | 60.5929 | 0.73 | 17232 | 65
USAD 350-3 | 23.467 | INSUL DISTR TWO-SIDE | 4 | 39.1117 | 0.6 | 13914 | 62
USAD 350-3M | 49.0221 | INSUL 2-SIDE MNTBL | 1 | 67.1535 | 0.73 | 17233 | 65
USAD 350-4 | 26.097 | INSUL DISTR TWO-SIDE | 3 | 43.495 | 0.6 | 13915 | 62
USAD 350-4M | 53.6111 | INSUL 2-SIDE MNTBL | 1 | 73.4399 | 0.73 | 17234 | 65
USAD 350-5 | 29.9448 | INSUL DISTR TWO-SIDE | 3 | 49.908 | 0.6 | 13918 | 62
USAD 350-5M | 57.3913 | INSUL 2-SIDE MNTBL | 1 | 78.6182 | 0.73 | 17235 | 65
USAD 350-6 | 38.7748 | INSUL DISTR TWO-SIDE | 2 | 64.6246 | 0.6 | 13920 | 62
USAD 350-6M | 68.956 | INSUL 2-SIDE MNTBL | 1 | 94.4603 | 0.73 | 17236 | 65
USAD 350-7 | 44.096 | INSUL DISTR TWO-SIDE | 2 | 73.4933 | 0.6 | 13922 | 62
USAD 350-7M | 88.9301 | INSUL 2-SIDE MNTBL | 1 | 121.822 | 0.73 | 17237 | 65
USAD 350-8 | 49.502 | INSUL DISTR TWO-SIDE | 2 | 82.5033 | 0.6 | 13925 | 62
USAD 350-8M | 100.9113 | INSUL 2-SIDE MNTBL | 1 | 138.2346 | 0.73 | 17238 | 65
USAD 350-9 | 64.9374 | INSUL DISTR TWO-SIDE | 1 | 108.229 | 0.6 | 13926 | 62
USAD 350-9M | 113.7334 | INSUL 2-SIDE MNTBL | 1 | 155.7992 | 0.73 | 17239 | 65
USAD 4-2 | 7.0763 | INSUL DISTR TWO-SIDE | 12 | 11.7939 | 0.6 | 13842 | 60
USAD 4-2C | 7.0763 | INSUL DISTR TWO-SIDE | 12 | 11.7939 | 0.6 | 13242 | 0
USAD 4-2M | 25.6283 | INSUL 2-SIDE MNTBL | 1 | 35.1072 | 0.73 | 17242 | 65
USAD 4-3 | 12.7702 | INSUL DISTR TWO-SIDE | 12 | 21.2837 | 0.6 | 13843 | 62
USAD 4-3C | 12.7702 | INSUL DISTR TWO-SIDE | 12 | 21.2837 | 0.6 | 13243 | 0
USAD 4-4 | 15.9628 | INSUL DISTR TWO-SIDE | 6 | 26.6047 | 0.6 | 13844 | 62
USAD 4-4C | 15.9628 | INSUL DISTR TWO-SIDE | 6 | 26.6047 | 0.6 | 13244 | 0
USAD 4-4M | 31.927 | INSUL 2-SIDE MNTBL | 1 | 43.7356 | 0.73 | 17244 | 65
USAD 4-6 | 21.1301 | INSUL DISTR TWO-SIDE | 3 | 35.2169 | 0.6 | 13846 | 62
USAD 4-6M | 40.0519 | INSUL 2-SIDE MNTBL | 1 | 54.8656 | 0.73 | 17246 | 65
USAD 4-8 | 27.8115 | INSUL DISTR TWO-SIDE | 3 | 46.3525 | 0.6 | 13848 | 62
USAD 600-10 | 86.284 | INSUL DISTR TWO-SIDE | 1 | 143.8066 | 0.6 | 13970 | 62
USAD 600-10M | 139.0894 | INSUL 2-SIDE MNTBL | 1 | 190.5334 | 0.73 | 17260 | 65
USAD 600-11 | 95.188 | INSUL DISTR TWO-SIDE | 1 | 158.6466 | 0.6 | 13971 | 62
USAD 600-12 | 107.6255 | INSUL DISTR TWO-SIDE | 1 | 179.3758 | 0.6 | 13972 | 62
USAD 600-2 | 31.0699 | INSUL DISTR TWO-SIDE | 4 | 51.7831 | 0.6 | 13962 | 60
USAD 600-2C | 31.0699 | INSUL DISTR TWO-SIDE | 4 | 51.7831 | 0.6 | 13262 | 0
USAD 600-2M | 61.644 | INSUL 2-SIDE MNTBL | 1 | 84.4438 | 0.73 | 17262 | 65
USAD 600-3 | 35.7764 | INSUL DISTR TWO-SIDE | 3 | 59.6274 | 0.6 | 13963 | 62
USAD 600-3M | 68.0751 | INSUL 2-SIDE MNTBL | 1 | 93.2535 | 0.73 | 17263 | 65
USAD 600-4 | 38.6399 | INSUL DISTR TWO-SIDE | 2 | 64.3998 | 0.6 | 13964 | 62
USAD 600-4M | 73.7934 | INSUL 2-SIDE MNTBL | 1 | 101.0868 | 0.73 | 17264 | 65
USAD 600-5 | 44.096 | INSUL DISTR TWO-SIDE | 2 | 73.4933 | 0.6 | 13965 | 62
USAD 600-5M | 80.6489 | INSUL 2-SIDE MNTBL | 1 | 110.478 | 0.73 | 17265 | 65
USAD 600-6 | 48.23 | INSUL DISTR TWO-SIDE | 2 | 80.3833 | 0.6 | 13966 | 62
USAD 600-6M | 85.4783 | INSUL 2-SIDE MNTBL | 1 | 117.0935 | 0.73 | 17266 | 65
USAD 600-7 | 53.265 | INSUL DISTR TWO-SIDE | 2 | 88.775 | 0.6 | 13967 | 62
USAD 600-7M | 94.8166 | INSUL 2-SIDE MNTBL | 1 | 129.8857 | 0.73 | 17267 | 65
USAD 600-8 | 59.519 | INSUL DISTR TWO-SIDE | 2 | 99.1983 | 0.6 | 13968 | 62
USAD 600-8M | 109.5288 | INSUL 2-SIDE MNTBL | 1 | 150.0394 | 0.73 | 17268 | 65
USAD 600-9 | 72.186 | INSUL DISTR TWO-SIDE | 1 | 120.31 | 0.6 | 13969 | 62
USAD 600-9M | 122.0226 | INSUL 2-SIDE MNTBL | 1 | 167.1542 | 0.73 | 17269 | 65
USAD 750-10 | 168.4159 | INSUL DISTR TWO-SIDE | 1 | 280.6931 | 0.6 | 13953 | 63
USAD 750-10M | 250.5963 | INSUL 2-SIDE MNTBL | 1 | 343.2826 | 0.73 | 17270 | 65
USAD 750-11 | 186.1559 | INSUL DISTR TWO-SIDE | 1 | 310.2599 | 0.6 | 13954 | 63
USAD 750-12 | 205.5746 | INSUL DISTR TWO-SIDE | 1 | 342.6243 | 0.6 | 13957 | 63
USAD 750-2 | 44.4655 | INSUL DISTR TWO-SIDE | 2 | 74.1092 | 0.6 | 13943 | 60
USAD 750-2M | 82.8354 | INSUL 2-SIDE MNTBL | 1 | 113.4731 | 0.73 | 17272 | 65
USAD 750-3 | 54.1748 | INSUL DISTR TWO-SIDE | 3 | 90.2913 | 0.6 | 13944 | 63
USAD 750-3M | 96.7067 | INSUL 2-SIDE MNTBL | 1 | 132.4749 | 0.73 | 17273 | 65
USAD 750-4 | 60.8891 | INSUL DISTR TWO-SIDE | 1 | 101.4818 | 0.6 | 13945 | 63
USAD 750-4M | 104.6994 | INSUL 2-SIDE MNTBL | 1 | 143.4239 | 0.73 | 17274 | 65
USAD 750-5 | 74.153 | INSUL DISTR TWO-SIDE | 1 | 123.5884 | 0.6 | 13948 | 63
USAD 750-5M | 122.1427 | INSUL 2-SIDE MNTBL | 1 | 167.3188 | 0.73 | 17275 | 65
USAD 750-6 | 80.8343 | INSUL DISTR TWO-SIDE | 1 | 134.7239 | 0.6 | 13950 | 63
USAD 750-6M | 134.7565 | INSUL 2-SIDE MNTBL | 1 | 184.598 | 0.73 | 17276 | 65
USAD 750-7 | 96.4023 | INSUL DISTR TWO-SIDE | 1 | 160.6705 | 0.6 | 13952 | 63
USAD 750-7M | 179.7502 | INSUL 2-SIDE MNTBL | 1 | 246.2331 | 0.73 | 17277 | 65
USAD 750-8 | 106.7039 | INSUL DISTR TWO-SIDE | 1 | 177.8399 | 0.6 | 13955 | 63
USAD 750-8M | 208.5499 | INSUL 2-SIDE MNTBL | 1 | 285.6848 | 0.73 | 17278 | 65
USAD 750-9 | 141.5259 | INSUL DISTR TWO-SIDE | 1 | 235.8765 | 0.6 | 13956 | 63
USAD 750-9M | 231.6794 | INSUL 2-SIDE MNTBL | 1 | 317.3691 | 0.73 | 17279 | 65

## TREGO Substation Items
Bronze | Aluminum | Distrib Net | Description | Ctn | Trade List |  | 2021
Cat No | Cat No | $/EA | Category | Qty | $/EA | Mult | Cat Page
2J3A2N | -- | 46.5195 | LUG | 1 | 63.7254 | 0.73 | 100
2J4A2N | -- | 63.284 | LUG | 1 | 86.6904 | 0.73 | 100
-- | AL2J4A2N | 63.284 | LUG | 1 | 86.6904 | 0.73 | 100
2J4A4N |  | 65.3196 | LUG | 1 | 89.4788 | 0.73 | 100
-- | AL2J4A4N | 65.3196 | LUG | 1 | 89.4788 | 0.73 | 100
2J5A2N | AL2J5A2N | 102.0618 | LUG | 1 | 139.8107 | 0.73 | 100
2J5A4N | AL2J5A4N | 104.7262 | LUG | 1 | 143.4606 | 0.73 | 100
2J5L | AL2J5L | 61.1685 | TERM ADAPTERS | 1 | 83.7925 | 0.73 | 108
2J5L90 | AL2J5L90 | 61.1685 | TERM ADAPTERS | 1 | 83.7925 | 0.73 | 108
2J6A2N | AL2J6A2N | 120.6216 | LUG | 1 | 165.2351 | 0.73 | 100
2J6A4N | AL2J6A4N | 122.3484 | LUG | 1 | 167.6005 | 0.73 | 100
2J6L | AL2J6L | 75.5886 | TERM ADAPTERS | 1 | 103.5461 | 0.73 | 108
2J6L90 | AL2J6L90 | 75.5886 | TERM ADAPTERS | 1 | 103.5461 | 0.73 | 108
2J7A2N | AL2J7A2N | 182.7278 | LUG | 1 | 250.3121 | 0.73 | 100
2J7A4N | AL2J7A4N | 182.7278 | LUG | 1 | 250.3121 | 0.73 | 100
2J7L | AL2J7L | 118.9748 | TERM ADAPTERS | 1 | 162.9792 | 0.73 | 108
2J7L90 | AL2J7L90 | 118.9748 | TERM ADAPTERS | 1 | 162.9792 | 0.73 | 108
2J8A2N | AL2J8A2N | 238.0298 | LUG | 1 | 326.0682 | 0.73 | 100
2J8A4N | AL2J8A4N | 238.0298 | LUG | 1 | 326.0682 | 0.73 | 100
2J8L | AL2J8L | 175.9923 | TERM ADAPTERS | 1 | 241.0853 | 0.73 | 108
2J8L90 | AL2J8L90 | 175.9923 | TERM ADAPTERS | 1 | 241.0853 | 0.73 | 108
-- | AL2JJ2A2N | 65.6397 | LUG | 1 | 89.9174 | 0.73 | 103
2JJ2AR2N | -- | 48.7953 | LUG | 1 | 66.8429 | 0.73 | 105
-- | AL2JJ2AR2N | 66.0285 | LUG | 1 | 90.45 | 0.73 | 105
2JJ2U | -- | 29.8466 | MULT COUPLER | 1 | 40.8858 | 0.73 | 116
-- | AL2JJ2U | 44.0152 | MULT COUPLER | 1 | 60.2948 | 0.73 | 116
2JJ3A2N | -- | 65.6397 | LUG | 1 | 89.9174 | 0.73 | 103
2JJ3AR2N | -- | 66.0285 | LUG | 1 | 90.45 | 0.73 | 105
2JJ3U | -- | 44.0152 | MULT COUPLER | 1 | 60.2948 | 0.73 | 116
2JJ4A2N | -- | 94.4572 | LUG | 1 | 129.3934 | 0.73 | 103
-- | AL2JJ4A2N | 94.4572 | LUG | 1 | 129.3934 | 0.73 | 103
2JJ4A4N | -- | 97.0416 | LUG | 1 | 132.9337 | 0.73 | 103
-- | AL2JJ4A4N | 97.0416 | LUG | 1 | 132.9337 | 0.73 | 103
2JJ4AR2N | -- | 94.4572 | LUG | 1 | 129.3934 | 0.73 | 105
-- | AL2JJ4AR2N | 94.4572 | LUG | 1 | 129.3934 | 0.73 | 105
2JJ4AR4N | -- | 98.3796 | LUG | 1 | 134.7666 | 0.73 | 105
-- | AL2JJ4AR4N | 96.424 | LUG | 1 | 132.0877 | 0.73 | 105
2JJ4U | -- | 62.1176 | MULT COUPLER | 1 | 85.0926 | 0.73 | 116
-- | AL2JJ4U | 62.1176 | MULT COUPLER | 1 | 85.0926 | 0.73 | 116
2JJ5A2N | AL2JJ5A2N | 141.6857 | LUG | 1 | 194.09 | 0.73 | 103
2JJ5A4N | AL2JJ5A4N | 143.1839 | LUG | 1 | 196.1423 | 0.73 | 103
2JJ5AR2N | AL2JJ5AR2N | 142.3148 | LUG | 1 | 194.9518 | 0.73 | 105
2JJ5AR4N | AL2JJ5AR4N | 144.1215 | LUG | 1 | 197.4268 | 0.73 | 105
2JJ5L | AL2JJ5L | 109.5749 | TERM ADAPTERS | 1 | 150.1026 | 0.73 | 109
2JJ5L90 | AL2JJ5L90 | 109.5749 | TERM ADAPTERS | 1 | 150.1026 | 0.73 | 109
2JJ5U | AL2JJ5U | 96.3441 | MULT COUPLER | 1 | 131.9782 | 0.73 | 116
2JJ6A2N | AL2JJ6A2N | 169.4969 | LUG | 1 | 232.1875 | 0.73 | 103
2JJ6A4N | AL2JJ6A4N | 171.4524 | LUG | 1 | 234.8663 | 0.73 | 103
2JJ6AR2N | AL2JJ6AR2N | 170.0458 | LUG | 1 | 232.9394 | 0.73 | 105
2JJ6AR4N | AL2JJ6AR4N | 171.8412 | LUG | 1 | 235.399 | 0.73 | 105
2JJ6L | AL2JJ6L | 134.3328 | TERM ADAPTERS | 1 | 184.0175 | 0.73 | 109
2JJ6L90 | AL2JJ6L90 | 134.3328 | TERM ADAPTERS | 1 | 184.0175 | 0.73 | 109
2JJ6U | AL2JJ6U | 109.7384 | MULT COUPLER | 1 | 150.3266 | 0.73 | 116
2JJ7A2N | AL2JJ7A2N | 243.0386 | LUG | 1 | 332.9296 | 0.73 | 103
2JJ7A4N | AL2JJ7A4N | 245.0055 | LUG | 1 | 335.6239 | 0.73 | 103
2JJ7AR2N | AL2JJ7AR2N | 238.5787 | LUG | 1 | 326.8201 | 0.73 | 105
2JJ7AR4N | AL2JJ7AR4N | 240.3855 | LUG | 1 | 329.2952 | 0.73 | 105
2JJ7L | AL2JJ7L | 211.8654 | LUG | 1 | 290.2266 | 0.73 | 109
2JJ7L90 | AL2JJ7L90 | 211.8654 | TERM ADAPTERS | 1 | 290.2266 | 0.73 | 109
2JJ7U | AL2JJ7U | 166.6723 | MULT COUPLER | 1 | 228.3182 | 0.73 | 116
2JJ8A2N | AL2JJ8A2N | 309.7761 | LUG | 1 | 424.3508 | 0.73 | 103
2JJ8A4N | AL2JJ8A4N | 311.7315 | LUG | 1 | 427.0295 | 0.73 | 103
2JJ8AR2N | AL2JJ8AR2N | 309.9362 | LUG | 1 | 424.5702 | 0.73 | 105
2JJ8AR4N | AL2JJ8AR4N | 311.8116 | LUG | 1 | 427.1392 | 0.73 | 105
2JJ8L | AL2JJ8L | 317.5294 | TERM ADAPTERS | 1 | 434.9718 | 0.73 | 109
2JJ8L90 | AL2JJ8L90 | 317.5294 | TERM ADAPTERS | 1 | 434.9718 | 0.73 | 109
2JJ8U | AL2JJ8U | 211.4766 | MULT COUPLER | 1 | 289.694 | 0.73 | 116
2P4A4N | AL2P4A4N | 198.0056 | LUG | 1 | 271.2406 | 0.73 | 107
2P4A4N90 | AL2P4A4N90 | 255.2631 | LUG | 1 | 349.6754 | 0.73 | 107
2P5A4N | AL2P5A4N | 256.2007 | LUG | 1 | 350.9599 | 0.73 | 107
2P5A4N90 | AL2P5A4N90 | 293.6405 | LUG | 1 | 402.2473 | 0.73 | 107
2P6A4N | AL2P6A4N | 292.7029 | LUG | 1 | 400.9628 | 0.73 | 107
2P6A4N90 | AL2P6A4N90 | 348.4739 | LUG | 1 | 477.3614 | 0.73 | 107
2P7A4N | AL2P7A4N | 384.2669 | LUG | 1 | 526.3931 | 0.73 | 107
2P7A4N90 | AL2P7A4N90 | 466.2708 | LUG | 1 | 638.7271 | 0.73 | 107
2P8A4N | AL2P8A4N | 499.4794 | LUG | 1 | 684.2184 | 0.73 | 107
2P8A4N90 | AL2P8A4N90 | 599.3456 | LUG | 1 | 821.0214 | 0.73 | 107
2X6A4N | AL2X6A4N | 315.9627 | LUG | 1 | 432.8256 | 0.73 | 110
3J4A2N | -- | 147.1748 | LUG | 1 | 201.6094 | 0.73 | 101
-- | AL3J4A2N | 147.1748 | LUG | 1 | 201.6094 | 0.73 | 101
3J4A4N | -- | 148.4213 | LUG | 1 | 203.3168 | 0.73 | 101
-- | AL3J4A4N | 148.4213 | LUG | 1 | 203.3168 | 0.73 | 101
3J5A2N | AL3J5A2N | 237.8697 | LUG | 1 | 325.849 | 0.73 | 101
3J5A4N | AL3J5A4N | 238.8188 | LUG | 1 | 327.149 | 0.73 | 101
3J5L | AL3J5L | 88.5107 | TERM ADAPTERS | 1 | 121.2475 | 0.73 | 108
3J5L90 | AL3J5L90 | 88.5107 | TERM ADAPTERS | 1 | 121.2475 | 0.73 | 108
3J6A2N | AL3J6A2N | 280.7986 | LUG | 1 | 384.6556 | 0.73 | 101
3J6A4N | AL3J6A4N | 282.4453 | LUG | 1 | 386.9113 | 0.73 | 101
3J6L | AL3J6L | 108.946 | TERM ADAPTERS | 1 | 149.2411 | 0.73 | 108
3J6L90 | AL3J6L90 | 108.946 | TERM ADAPTERS | 1 | 149.2411 | 0.73 | 108
3J7A2N | AL3J7A2N | 423.502 | LUG | 1 | 580.1398 | 0.73 | 101
3J7A4N | AL3J7A4N | 423.502 | LUG | 1 | 580.1398 | 0.73 | 101
3J7L | AL3J7L | 169.9658 | TERM ADAPTERS | 1 | 232.8299 | 0.73 | 108
3J7L90 | AL3J7L90 | 169.9658 | TERM ADAPTERS | 1 | 232.8299 | 0.73 | 108
3J8A2N | AL3J8A2N | 558.0635 | LUG | 1 | 764.4706 | 0.73 | 101
3J8A4N | AL3J8A4N | 558.0635 | LUG | 1 | 764.4706 | 0.73 | 101
3J8L | AL3J8L | 224.8675 | TERM ADAPTERS | 1 | 308.0377 | 0.73 | 108
3J8L90 | AL3J8L90 | 224.8675 | TERM ADAPTERS | 1 | 308.0377 | 0.73 | 108
-- | AL3JJ2A2N | 114.4236 | LUG | 1 | 156.7446 | 0.73 | 104
3JJ2AR2N | -- | 84.8285 | LUG | 1 | 116.2034 | 0.73 | 105
-- | AL3JJ2AR2N | 96.0353 | LUG | 1 | 131.5552 | 0.73 | 105
3JJ2U | -- | 45.2732 | MULT COUPLER | 1 | 62.018 | 0.73 | 116
-- | AL3JJ2U | 45.2732 | MULT COUPLER | 1 | 62.018 | 0.73 | 116
3JJ3A2N | -- | 114.435 | LUG | 1 | 156.7603 | 0.73 | 104
3JJ3AR2N | -- | 95.3949 | LUG | 1 | 130.678 | 0.73 | 105
3JJ3U | -- | 66.1087 | MULT COUPLER | 1 | 90.5598 | 0.73 | 116
3JJ4A2N | -- | 154.5393 | LUG | 1 | 211.6976 | 0.73 | 104
-- | AL3JJ4A2N | 154.5393 | LUG | 1 | 211.6976 | 0.73 | 104
3JJ4A4N | -- | 155.7857 | LUG | 1 | 213.4051 | 0.73 | 104
-- | AL3JJ4A4N | 155.7857 | LUG | 1 | 213.4051 | 0.73 | 104
3JJ4AR2N | -- | 117.877 | LUG | 1 | 161.4754 | 0.73 | 105
-- | AL3JJ4AR2N | 117.877 | LUG | 1 | 161.4754 | 0.73 | 105
3JJ4AR4N | -- | 121.0104 | LUG | 1 | 165.7676 | 0.73 | 105
-- | AL3JJ4AR4N | 121.0104 | LUG | 1 | 165.7676 | 0.73 | 105
3JJ4U | -- | 93.4394 | MULT COUPLER | 1 | 127.9992 | 0.73 | 116
-- | AL3JJ4U | 93.4394 | MULT COUPLER | 1 | 127.9992 | 0.73 | 116
3JJ5A2N | AL3JJ5A2N | 249.8541 | LUG | 1 | 342.2659 | 0.73 | 104
3JJ5A4N | AL3JJ5A4N | 250.7232 | LUG | 1 | 343.4564 | 0.73 | 104
3JJ5AR2N | AL3JJ5AR2N | 182.8078 | LUG | 1 | 250.4216 | 0.73 | 105
3JJ5AR4N | AL3JJ5AR4N | 184.6947 | LUG | 1 | 253.0064 | 0.73 | 105
3JJ5L | AL3JJ5L | 157.2037 | TERM ADAPTERS | 1 | 215.3476 | 0.73 | 109
3JJ5L90 | AL3JJ5L90 | 157.2037 | TERM ADAPTERS | 1 | 215.3476 | 0.73 | 109
3JJ5U | AL3JJ5U | 144.8992 | MULT COUPLER | 1 | 198.492 | 0.73 | 116
3JJ6A2N | AL3JJ6A2N | 294.8185 | LUG | 1 | 403.861 | 0.73 | 104
3JJ6A4N | AL3JJ6A4N | 296.6138 | LUG | 1 | 406.3202 | 0.73 | 104
3JJ6AR2N | AL3JJ6AR2N | 225.4965 | LUG | 1 | 308.8993 | 0.73 | 105
3JJ6AR4N | AL3JJ6AR4N | 227.3833 | LUG | 1 | 311.484 | 0.73 | 105
3JJ6L | AL3JJ6L | 192.4479 | TERM ADAPTERS | 1 | 263.6273 | 0.73 | 109
3JJ6L90 | AL3JJ6L90 | 192.4479 | TERM ADAPTERS | 1 | 263.6273 | 0.73 | 109
3JJ6U | AL3JJ6U | 167.0726 | MULT COUPLER | 1 | 228.8665 | 0.73 | 116
3JJ7A2N | AL3JJ7A2N | 442.8509 | LUG | 1 | 606.645 | 0.73 | 104
3JJ7A4N | AL3JJ7A4N | 444.6577 | LUG | 1 | 609.1201 | 0.73 | 104
3JJ7AR2N | AL3JJ7AR2N | 365.6271 | LUG | 1 | 500.859 | 0.73 | 105
3JJ7AR4N | AL3JJ7AR4N | 365.6271 | LUG | 1 | 500.859 | 0.73 | 105
3JJ7L | AL3JJ7L | 303.8182 | TERM ADAPTERS | 1 | 416.1893 | 0.73 | 109
3JJ7L90 | AL3JJ7L90 | 303.8182 | TERM ADAPTERS | 1 | 416.1893 | 0.73 | 109
3JJ7U | AL3JJ7U | 254.6342 | MULT COUPLER | 1 | 348.814 | 0.73 | 116
3JJ8A2N | AL3JJ8A2N | 584.1478 | LUG | 1 | 800.2025 | 0.73 | 104
3JJ8A4N | AL3JJ8A4N | 585.9546 | LUG | 1 | 802.6776 | 0.73 | 104
3JJ8AR2N | AL3JJ8AR2N | 447.8596 | LUG | 1 | 613.5064 | 0.73 | 105
3JJ8AR4N | AL3JJ8AR4N | 449.7465 | LUG | 1 | 616.0912 | 0.73 | 105
3JJ8L | AL3JJ8L | 415.9089 | TERM ADAPTERS | 1 | 569.7382 | 0.73 | 109
3JJ8L90 | AL3JJ8L90 | 415.9089 | TERM ADAPTERS | 1 | 569.7382 | 0.73 | 109
3JJ8U | AL3JJ8U | 319.016 | MULT COUPLER | 1 | 437.0082 | 0.73 | 116
3P4A4N | AL3P4A4N | 298.6493 | LUG | 1 | 409.1087 | 0.73 | 107
3P4A4N90 | AL3P4A4N90 | 389.2757 | LUG | 1 | 533.2543 | 0.73 | 107
3P5A4N | AL3P5A4N | 382.6202 | LUG | 1 | 524.1372 | 0.73 | 107
3P5A4N90 | AL3P5A4N90 | 452.3309 | LUG | 1 | 619.6314 | 0.73 | 107
3P6A4N | AL3P6A4N | 485.2994 | LUG | 1 | 664.7938 | 0.73 | 107
3P6A4N90 | AL3P6A4N90 | 572.0149 | LUG | 1 | 783.582 | 0.73 | 107
3P7A4N | AL3P7A4N | 594.7257 | LUG | 1 | 814.6927 | 0.73 | 107
3P7A4N90 | AL3P7A4N90 | 677.9875 | LUG | 1 | 928.75 | 0.73 | 107
3P8A4N | AL3P8A4N | 803.6979 | LUG | 1 | 1100.9561 | 0.73 | 107
3P8A4N90 | AL3P8A4N90 | 940.2948 | LUG | 1 | 1288.0751 | 0.73 | 107
3X6A4N | AL3X6A4N | 442.6908 | LUG | 1 | 606.4258 | 0.73 | 110
4J4A2N | -- | 191.899 | LUG | 1 | 262.8754 | 0.73 | 101
-- | AL4J4A2N | 191.899 | LUG | 1 | 262.8754 | 0.73 | 101
4J4A4N | -- | 193.7744 | LUG | 1 | 265.4444 | 0.73 | 101
-- | AL4J4A4N | 193.7744 | LUG | 1 | 265.4444 | 0.73 | 101
4J5A2N | AL4J5A2N | 299.6672 | LUG | 1 | 410.503 | 0.73 | 101
4J5A4N | AL4J5A4N | 301.554 | LUG | 1 | 413.0876 | 0.73 | 101
4J5L | AL4J5L | 111.9305 | TERM ADAPTERS | 1 | 153.3295 | 0.73 | 108
4J5L90 | AL4J5L90 | 111.9305 | TERM ADAPTERS | 1 | 153.3295 | 0.73 | 108
4J6A2N | AL4J6A2N | 362.0935 | LUG | 1 | 496.0184 | 0.73 | 101
4J6A4N | AL4J6A4N | 363.9804 | LUG | 1 | 498.6032 | 0.73 | 101
4J6L | AL4J6L | 137.5347 | TERM ADAPTERS | 1 | 188.4037 | 0.73 | 108
4J6L90 | AL4J6L90 | 137.5347 | TERM ADAPTERS | 1 | 188.4037 | 0.73 | 108
4J7A2N | AL4J7A2N | 545.3815 | LUG | 1 | 747.0979 | 0.73 | 101
4J7A4N | AL4J7A4N | 547.1769 | LUG | 1 | 749.5574 | 0.73 | 101
4J7L | AL4J7L | 216.3366 | TERM ADAPTERS | 1 | 296.3515 | 0.73 | 108
4J7L90 | AL4J7L90 | 216.3366 | TERM ADAPTERS | 1 | 296.3515 | 0.73 | 108
4J8A2N | AL4J8A2N | 725.5249 | LUG | 1 | 993.8698 | 0.73 | 101
4J8A4N | AL4J8A4N | 725.5249 | LUG | 1 | 993.8698 | 0.73 | 101
4J8L | AL4J8L | 285.3384 | TERM ADAPTERS | 1 | 390.8746 | 0.73 | 108
4J8L90 | AL4J8L90 | 285.3384 | TERM ADAPTERS | 1 | 390.8746 | 0.73 | 108
4JJ2U | -- | 61.9575 | MULT COUPLER | 1 | 84.8732 | 0.73 | 116
-- | AL4JJ2U | 89.9973 | MULT COUPLER | 1 | 123.284 | 0.73 | 116
4JJ3U | -- | 89.9973 | MULT COUPLER | 1 | 123.284 | 0.73 | 116
4JJ4A2N | -- | 201.4477 | LUG | 1 | 275.9557 | 0.73 | 104
-- | AL4JJ4A2N | 201.4477 | LUG | 1 | 275.9557 | 0.73 | 104
4JJ4A4N | -- | 203.4946 | LUG | 1 | 278.7598 | 0.73 | 104
-- | AL4JJ4A4N | 203.4946 | LUG | 1 | 278.7598 | 0.73 | 104
4JJ4U | -- | 118.5061 | MULT COUPLER | 1 | 162.3371 | 0.73 | 116
-- | AL4JJ4U | 118.5061 | MULT COUPLER | 1 | 162.3371 | 0.73 | 116
4JJ5A2N | AL4JJ5A2N | 314.6362 | LUG | 1 | 431.0084 | 0.73 | 104
4JJ5A4N | AL4JJ5A4N | 316.8204 | LUG | 1 | 434.0005 | 0.73 | 104
4JJ5L | AL4JJ5L | 198.0056 | TERM ADAPTERS | 1 | 271.2406 | 0.73 | 109
4JJ5L90 | AL4JJ5L90 | 198.0056 | TERM ADAPTERS | 1 | 271.2406 | 0.73 | 109
4JJ5U | AL4JJ5U | 181.6413 | MULT COUPLER | 1 | 248.8237 | 0.73 | 116
4JJ6A2N | AL4JJ6A2N | 373.7691 | LUG | 1 | 512.0125 | 0.73 | 104
4JJ6A4N | AL4JJ6A4N | 382.1513 | LUG | 1 | 523.495 | 0.73 | 104
4JJ6L | AL4JJ6L | 243.4387 | TERM ADAPTERS | 1 | 333.4777 | 0.73 | 109
4JJ6L90 | AL4JJ6L90 | 243.4387 | TERM ADAPTERS | 1 | 333.4777 | 0.73 | 109
4JJ6U | AL4JJ6U | 221.8143 | MULT COUPLER | 1 | 303.8552 | 0.73 | 116
4JJ7A2N | AL4JJ7A2N | 572.3464 | LUG | 1 | 784.0362 | 0.73 | 104
4JJ7A4N | AL4JJ7A4N | 574.5192 | LUG | 1 | 787.0126 | 0.73 | 104
4JJ7L | AL4JJ7L | 383.8666 | TERM ADAPTERS | 1 | 525.8447 | 0.73 | 109
4JJ7L90 | AL4JJ7L90 | 383.8666 | TERM ADAPTERS | 1 | 525.8447 | 0.73 | 109
4JJ7U | AL4JJ7U | 332.7271 | MULT COUPLER | 1 | 455.7905 | 0.73 | 116
4JJ8A2N | AL4JJ8A2N | 759.7513 | LUG | 1 | 1040.7552 | 0.73 | 104
4JJ8A4N | AL4JJ8A4N | 761.8669 | LUG | 1 | 1043.6533 | 0.73 | 104
4JJ8L | AL4JJ8L | 508.7995 | TERM ADAPTERS | 1 | 696.9856 | 0.73 | 109
4JJ8L90 | AL4JJ8L90 | 508.7995 | TERM ADAPTERS | 1 | 696.9856 | 0.73 | 109
4JJ8U | AL4JJ8U | 403.3756 | MULT COUPLER | 1 | 552.5693 | 0.73 | 116
4P4A4N | AL4P4A4N | 411.2889 | LUG | 1 | 563.4095 | 0.73 | 107
4P4A4N90 | AL4P4A4N90 | 498.6218 | LUG | 1 | 683.0436 | 0.73 | 107
4P5A4N | AL4P5A4N | 523.1396 | LUG | 1 | 716.6296 | 0.73 | 107
4P5A4N90 | AL4P54N90 | 634.201 | LUG | 1 | 868.7686 | 0.73 | 107
4P6A4N | AL4P6A4N | 618.6945 | LUG | 1 | 847.5268 | 0.73 | 107
4P6A4N90 | AL4P6A4N90 | 749.265 | LUG | 1 | 1026.3904 | 0.73 | 107
4P7A4N | AL4P7A4N | 810.1933 | LUG | 1 | 1109.8538 | 0.73 | 107
4P7A4N90 | AL4P7A4N90 | 981.1768 | LUG | 1 | 1344.0778 | 0.73 | 107
4P8A4N | AL4P8A4N | 1041.0988 | LUG | 1 | 1426.1627 | 0.73 | 107
4P8A4N90 | AL4P8A4N90 | 1259.711 | LUG | 1 | 1725.6316 | 0.73 | 107
4X6A4N | AL4X6A4N | 613.9944 | LUG | 1 | 841.0883 | 0.73 | 110
5JJ2U | -- | 75.7944 | MULT COUPLER | 1 | 103.828 | 0.73 | 116
-- | AL5JJ2U | 111.3017 | MULT COUPLER | 1 | 152.468 | 0.73 | 116
5JJ3U | -- | 111.3017 | MULT COUPLER | 1 | 152.468 | 0.73 | 116
5JJ4A4N | -- | 238.1899 | LUG | 1 | 326.2876 | 0.73 | 104
-- | AL5JJ4A4N | 238.1899 | LUG | 1 | 326.2876 | 0.73 | 104
5JJ4U | -- | 154.8481 | MULT COUPLER | 1 | 212.1206 | 0.73 | 116
-- | AL5JJ4U | 154.8481 | MULT COUPLER | 1 | 212.1206 | 0.73 | 116
5JJ5A4N | AL5JJ5A4N | 364.6778 | LUG | 1 | 499.5587 | 0.73 | 104
5JJ5U | AL5JJ5U | 240.4541 | MULT COUPLER | 1 | 329.3892 | 0.73 | 116
5JJ6A4N | AL5JJ6A4N | 495.0196 | LUG | 1 | 678.1091 | 0.73 | 104
5JJ6U | AL5JJ6U | 277.4251 | MULT COUPLER | 1 | 380.0344 | 0.73 | 116
5JJ7A4N | AL5JJ7A4N | 590.0257 | LUG | 1 | 808.2544 | 0.73 | 104
5JJ7U | AL5JJ7U | 421.4667 | MULT COUPLER | 1 | 577.3517 | 0.73 | 116
5JJ8A4N | AL5JJ8A4N | 786.0758 | LUG | 1 | 1076.8162 | 0.73 | 104
5JJ8U | AL5JJ8U | 531.3616 | MULT COUPLER | 1 | 727.8926 | 0.73 | 116
F2NSP0 | ALF2NSP0 | 147.1748 | STUD SPADE | 1 | 201.6094 | 0.73 | 122
F2NSP1 | ALF2NSP1 | 158.9991 | STUD SPADE | 1 | 217.807 | 0.73 | 122
F2NSP2 | ALF2NSP2 | 164.877 | STUD SPADE | 1 | 225.8588 | 0.73 | 122
F2NSP3 | ALF2NSP3 | 186.9589 | STUD SPADE | 1 | 256.1081 | 0.73 | 122
F2NSP4 | ALF2NSP4 | 245.7831 | STUD SPADE | 1 | 336.6892 | 0.73 | 122
F2NSP5 | ALF2NSP5 | 251.5008 | STUD SPADE | 1 | 344.5217 | 0.73 | 122
F4NSP0 | ALF4NSP0 | 158.1415 | STUD SPADE | 1 | 216.6322 | 0.73 | 122
F4NSP1 | ALF4NSP1 | 167.7701 | STUD SPADE | 1 | 229.8221 | 0.73 | 122
F4NSP2 | ALF4NSP2 | 175.5234 | STUD SPADE | 1 | 240.443 | 0.73 | 122
F4NSP3 | ALF4NSP3 | 198.7946 | STUD SPADE | 1 | 272.3214 | 0.73 | 122
F4NSP4 | ALF4NSP4 | 263.8741 | STUD SPADE | 1 | 361.4713 | 0.73 | 122
F4NSP5 | ALF4NSP5 | 266.5384 | STUD SPADE | 1 | 365.1211 | 0.73 | 122
H33 | ALH33 | 81.6951 | BAR CLAMPS | 1 | 111.9112 | 0.73 | 115
H44 | ALH44 | 115.1325 | BAR CLAMPS | 1 | 157.7158 | 0.73 | 115
H54 | ALH54 | 270.6095 | BAR CLAMPS | 1 | 370.698 | 0.73 | 115
H55 | ALH55 | 304.996 | BAR CLAMPS | 1 | 417.8028 | 0.73 | 115
H64 | ALH64 | 404.5534 | BAR CLAMPS | 1 | 554.1828 | 0.73 | 115
H65 | ALH65 | 488.753 | BAR CLAMPS | 1 | 669.5246 | 0.73 | 115
H66 | ALH66 | 526.8103 | BAR CLAMPS | 1 | 721.6579 | 0.73 | 115
H84 | ALH84 | 453.4268 | BAR CLAMPS | 1 | 621.1326 | 0.73 | 115
H85 | ALH85 | 535.124 | BAR CLAMPS | 1 | 733.0465 | 0.73 | 115
H86 | ALH86 | 588.299 | BAR CLAMPS | 1 | 805.889 | 0.73 | 115
H88 | ALH88 | 659.3477 | BAR CLAMPS | 1 | 903.216 | 0.73 | 115
HJJ433 | ALHJJ433 | 137.5347 | BAR TAPS | 1 | 188.4037 | 0.73 | 115
HJJ444 | ALHJJ444 | 165.037 | BAR TAPS | 1 | 226.0781 | 0.73 | 115
HJJ533 | ALHJJ533 | 168.3991 | BAR TAPS | 1 | 230.6837 | 0.73 | 115
HJJ544 | ALHJJ544 | 204.8212 | BAR TAPS | 1 | 280.5769 | 0.73 | 115
HJJ633 | ALHJJ633 | 178.1879 | BAR TAPS | 1 | 244.093 | 0.73 | 115
HJJ644 | ALHJJ644 | 214.4498 | BAR TAPS | 1 | 293.7668 | 0.73 | 115
HJJ733 | ALHJJ733 | 237.8697 | BAR TAPS | 1 | 325.849 | 0.73 | 115
HJJ744 | ALHJJ744 | 275.5497 | BAR TAPS | 1 | 377.4653 | 0.73 | 115
HJJ833 | ALHJJ833 | 252.5986 | BAR TAPS | 1 | 346.0255 | 0.73 | 115
HJJ844 | ALHJJ844 | 290.5873 | BAR TAPS | 1 | 398.0648 | 0.73 | 115
HP433 | ALHP433 | 169.3368 | BAR TAPS | 1 | 231.9682 | 0.73 | 115
HP444 | ALHP444 | 197.0679 | BAR TAPS | 1 | 269.9561 | 0.73 | 115
HP533 | ALHP533 | 192.9968 | BAR TAPS | 1 | 264.3792 | 0.73 | 115
HP544 | ALHP544 | 220.0991 | BAR TAPS | 1 | 301.5056 | 0.73 | 115
HP633 | ALHP633 | 207.4856 | BAR TAPS | 1 | 284.2268 | 0.73 | 115
HP644 | ALHP644 | 235.1366 | BAR TAPS | 1 | 322.105 | 0.73 | 115
HP733 | ALHP733 | 242.261 | BAR TAPS | 1 | 331.8643 | 0.73 | 115
HP744 | ALHP744 | 269.992 | BAR TAPS | 1 | 369.852 | 0.73 | 115
HP833 | ALHP833 | 288.2317 | BAR TAPS | 1 | 394.8379 | 0.73 | 115
HP844 | ALHP844 | 315.8827 | BAR TAPS | 1 | 432.716 | 0.73 | 115
J0A | -- | 6.8155 | LUG | 1 | 9.3364 | 0.73 | 100
J1A | -- | 7.2043 | LUG | 1 | 9.8689 | 0.73 | 100
J2A | -- | 11.3555 | LUG | 1 | 15.5555 | 0.73 | 100
-- | ALJ2A | 17.462 | LUG | 1 | 23.9206 | 0.73 | 100
J2A2N | -- | 14.9576 | LUG | 1 | 20.4899 | 0.73 | 100
-- | ALJ2A2N | 20.9156 | LUG | 1 | 28.6514 | 0.73 | 100
J2AR | -- | 15.8267 | LUG | 1 | 21.6804 | 0.73 | 102
-- | ALJ2AR | 15.8267 | LUG | 1 | 21.6804 | 0.73 | 102
-- | ALJ2AR2N | 19.8177 | LUG | 1 | 27.1476 | 0.73 | 102
J3A | -- | 17.462 | LUG | 1 | 23.9206 | 0.73 | 100
J3A2N | -- | 20.9156 | LUG | 1 | 28.6514 | 0.73 | 100
J3AR | -- | 22.5623 | LUG | 1 | 30.9072 | 0.73 | 102
J4A | -- | 24.5177 | LUG | 1 | 33.5858 | 0.73 | 100
-- | ALJ4A | 24.5177 | LUG | 1 | 33.5858 | 0.73 | 100
J4A2N | -- | 29.2178 | LUG | 1 | 40.0243 | 0.73 | 100
-- | ALJ4A2N | 29.2178 | LUG | 1 | 40.0243 | 0.73 | 100
J4AR | -- | 28.8975 | LUG | 1 | 39.5856 | 0.73 | 102
-- | ALJ4AR | 28.8975 | LUG | 1 | 39.5856 | 0.73 | 102
J4AR2N | -- | 33.6204 | LUG | 1 | 46.0553 | 0.73 | 102
-- | ALJ4AR2N | 33.6204 | LUG | 1 | 46.0553 | 0.73 | 102
J5A | ALJ5A | 33.5288 | LUG | 1 | 45.9299 | 0.73 | 100
J5A2N | ALJ5A2N | 40.2644 | LUG | 1 | 55.1567 | 0.73 | 100
J5A4N | ALJ5A4N | 50.9566 | LUG | 1 | 69.8035 | 0.73 | 100
J5AR | ALJ5AR | 44.6441 | LUG | 1 | 61.1563 | 0.73 | 102
J5AR2N | ALJ5AR2N | 52.8663 | LUG | 1 | 72.4196 | 0.73 | 102
J5AR4N | ALJ5AR4N | 53.4152 | LUG | 1 | 73.1716 | 0.73 | 102
J5L | ALJ5L | 49.6529 | TERM ADAPTERS | 1 | 68.0177 | 0.73 | 108
J5L90 | ALJ5L90 | 49.6529 | TERM ADAPTERS | 1 | 68.0177 | 0.73 | 108
J6A | ALJ6A | 45.033 | LUG | 1 | 61.689 | 0.73 | 100
J6A2N | ALJ6A2N | 55.3798 | LUG | 1 | 75.8627 | 0.73 | 100
J6A4N | ALJ6A4N | 81.2263 | LUG | 1 | 111.2689 | 0.73 | 100
J6AR | ALJ6AR | 54.9018 | LUG | 1 | 75.208 | 0.73 | 102
J6AR2N | ALJ6AR2N | 63.5242 | LUG | 1 | 87.0194 | 0.73 | 102
J6AR4N | ALJ6AR4N | 85.2973 | LUG | 1 | 116.8457 | 0.73 | 102
J6L | ALJ6L | 60.0021 | TERM ADAPTERS | 1 | 82.1946 | 0.73 | 108
J6L90 | ALJ6L90 | 60.0021 | TERM ADAPTERS | 1 | 82.1946 | 0.73 | 108
J7A | ALJ7A | 80.2086 | LUG | 1 | 109.8748 | 0.73 | 100
J7A2N | ALJ7A2N | 87.0443 | LUG | 1 | 119.2387 | 0.73 | 100
J7A4N | ALJ7A4N | 106.1328 | LUG | 1 | 145.3874 | 0.73 | 100
J7AR | ALJ7AR | 92.2615 | LUG | 1 | 126.3857 | 0.73 | 102
J7AR2N | ALJ7AR2N | 106.1328 | LUG | 1 | 145.3874 | 0.73 | 102
J7AR4N | ALJ7AR4N | 111.4618 | LUG | 1 | 152.6874 | 0.73 | 102
J7L | ALJ7L | 84.9086 | TERM ADAPTERS | 1 | 116.3131 | 0.73 | 108
J7L90 | ALJ7L90 | 84.9086 | TERM ADAPTERS | 1 | 116.3131 | 0.73 | 108
J8A | ALJ8A | 96.184 | LUG | 1 | 131.7589 | 0.73 | 100
J8A2N | ALJ8A2N | 110.2838 | LUG | 1 | 151.0738 | 0.73 | 100
J8A4N | ALJ8A4N | 129.5528 | LUG | 1 | 177.4696 | 0.73 | 100
J8AR | ALJ8AR | 111.9305 | LUG | 1 | 153.3295 | 0.73 | 102
J8AR2N | ALJ8AR2N | 124.6126 | LUG | 1 | 170.7022 | 0.73 | 102
J8AR4N | ALJ8AR4N | 139.5016 | LUG | 1 | 191.0981 | 0.73 | 102
J8L | ALJ8L | 128.7637 | TERM ADAPTERS | 1 | 176.3886 | 0.73 | 108
J8L90 | ALJ8L90 | 128.7637 | TERM ADAPTERS | 1 | 176.3886 | 0.73 | 108
JJ2A | -- | 17.3934 | LUG | 1 | 23.8266 | 0.73 | 103
-- | ALJJ2A | 17.3934 | LUG | 1 | 23.8266 | 0.73 | 103
JJ2A2N | -- | 25.8442 | LUG | 1 | 35.403 | 0.73 | 103
-- | ALJJ2A2N | 34.3866 | LUG | 1 | 47.1049 | 0.73 | 103
JJ2AR | -- | 22.2421 | LUG | 1 | 30.4686 | 0.73 | 102
-- | ALJJ2AR | 22.2421 | LUG | 1 | 30.4686 | 0.73 | 102
-- | ALJJ2AR2N | 34.4666 | LUG | 1 | 47.2145 | 0.73 | 102
JJ3A | -- | 26.7819 | LUG | 1 | 36.6876 | 0.73 | 103
JJ3A2N | -- | 34.4666 | LUG | 1 | 47.2145 | 0.73 | 103
JJ3AR | -- | 35.2442 | LUG | 1 | 48.2797 | 0.73 | 102
JJ3AR2N | -- | 45.5019 | LUG | 1 | 62.3314 | 0.73 | 102
JJ4A | -- | 36.971 | LUG | 1 | 50.6452 | 0.73 | 103
-- | ALJJ4A | 36.971 | LUG | 1 | 50.6452 | 0.73 | 103
JJ4A2N | -- | 42.6887 | LUG | 1 | 58.4777 | 0.73 | 103
-- | ALJJ4A2N | 42.6887 | LUG | 1 | 58.4777 | 0.73 | 103
JJ4AR | -- | 47.6173 | LUG | 1 | 65.2292 | 0.73 | 102
-- | ALJJ4AR | 47.6173 | LUG | 1 | 65.2292 | 0.73 | 102
JJ4AR2 | -- | 51.151 | LUG | 1 | 70.0699 | 0.73 | 102
JJ4AR2N | -- | 55.3021 | LUG | 1 | 75.7562 | 0.73 | 102
-- | ALJJ4AR2N | 55.3021 | LUG | 1 | 75.7562 | 0.73 | 102
JJ5A | ALJJ5A | 58.5841 | LUG | 1 | 80.2522 | 0.73 | 103
JJ5A2N | ALJJ5A2N | 67.9841 | LUG | 1 | 93.1289 | 0.73 | 103
JJ5A4N | ALJJ5A4N | 94.3772 | LUG | 1 | 129.2838 | 0.73 | 103
JJ5AR | ALJJ5AR | 75.4285 | LUG | 1 | 103.3267 | 0.73 | 102
JJ5AR2N | ALJJ5AR2N | 88.3506 | LUG | 1 | 121.0282 | 0.73 | 102
JJ5AR4N | ALJJ5AR4N | 106.4415 | LUG | 1 | 145.8103 | 0.73 | 102
JJ5L | ALJJ5L | 66.8862 | TERM ADAPTERS | 1 | 91.6249 | 0.73 | 109
JJ5L90 | ALJJ5L90 | 66.8862 | TERM ADAPTERS | 1 | 91.6249 | 0.73 | 109
JJ6A | ALJJ6A | 73.313 | LUG | 1 | 100.4287 | 0.73 | 103
JJ6A2N | ALJJ6A2N | 84.6283 | LUG | 1 | 115.9291 | 0.73 | 103
JJ6A4N | ALJJ6A4N | 109.7349 | LUG | 1 | 150.3218 | 0.73 | 103
JJ6AR | ALJJ6AR | 96.1039 | LUG | 1 | 131.6491 | 0.73 | 102
JJ6AR2N | ALJJ6AR2N | 106.6017 | LUG | 1 | 146.0297 | 0.73 | 102
JJ6AR4N | ALJJ6AR4N | 136.5169 | LUG | 1 | 187.0094 | 0.73 | 102
JJ6L | ALJJ6L | 83.1017 | TERM ADAPTERS | 1 | 113.838 | 0.73 | 109
JJ6L90 | ALJJ6L90 | 83.1017 | TERM ADAPTERS | 1 | 113.838 | 0.73 | 109
JJ7A | ALJJ7A | 124.2238 | LUG | 1 | 170.1696 | 0.73 | 103
JJ7A2N | ALJJ7A2N | 135.6593 | LUG | 1 | 185.8346 | 0.73 | 103
JJ7A4N | ALJJ7A4N | 147.8838 | LUG | 1 | 202.5805 | 0.73 | 103
JJ7AR | ALJJ7AR | 154.6879 | LUG | 1 | 211.9013 | 0.73 | 102
JJ7AR2N | ALJJ7AR2N | 160.4057 | LUG | 1 | 219.7338 | 0.73 | 102
JJ7AR4N | ALJJ7AR4N | 189.2039 | LUG | 1 | 259.1834 | 0.73 | 102
JJ7L | ALJJ7L | 132.606 | TERM ADAPTERS | 1 | 181.652 | 0.73 | 109
JJ7L90 | ALJJ7L90 | 132.606 | TERM ADAPTERS | 1 | 181.652 | 0.73 | 109
JJ8A | ALJJ8A | 150.5368 | LUG | 1 | 206.2148 | 0.73 | 103
JJ8A2N | ALJJ8A2N | 165.7346 | LUG | 1 | 227.0338 | 0.73 | 103
JJ8A4N | ALJJ8A4N | 175.5234 | LUG | 1 | 240.443 | 0.73 | 103
JJ8AR | ALJJ8AR | 188.9945 | LUG | 1 | 258.8965 | 0.73 | 102
JJ8AR2N | ALJJ8AR2N | 208.8121 | LUG | 1 | 286.044 | 0.73 | 102
JJ8AR4N | ALJJ8AR4N | 230.9055 | LUG | 1 | 316.3088 | 0.73 | 102
JJ8L | ALJJ8L | 189.9435 | TERM ADAPTERS | 1 | 260.1966 | 0.73 | 109
JJ8L90 | ALJJ8L90 | 189.9435 | TERM ADAPTERS | 1 | 260.1966 | 0.73 | 109
LF33074N | ALLF33074N | 121.3306 | SPADE ADAPTER | 1 | 166.2062 | 0.73 | 111
LF33104N | ALLF33104N | 122.3484 | SPADE ADAPTER | 1 | 167.6005 | 0.73 | 111
LF33134N | ALLF33134N | 163.7792 | SPADE ADAPTER | 1 | 224.355 | 0.73 | 111
LF33154N | ALLF33154N | 187.2791 | SPADE ADAPTER | 1 | 256.5467 | 0.73 | 111
LF33184N | ALLF33184N | 227.612 | SPADE ADAPTER | 1 | 311.7973 | 0.73 | 111
LF35076N | ALLF35076N | 143.2525 | SPADE ADAPTER | 1 | 196.2362 | 0.73 | 111
LF35106N | ALLF35106N | 151.8748 | SPADE ADAPTER | 1 | 208.0477 | 0.73 | 111
LF35136N | ALLF35136N | 193.7744 | SPADE ADAPTER | 1 | 265.4444 | 0.73 | 111
LF35156N | ALLF35156N | 219.39 | SPADE ADAPTER | 1 | 300.5342 | 0.73 | 111
LF35186N | ALLF35186N | 262.4675 | SPADE ADAPTER | 1 | 359.5445 | 0.73 | 111
P22K | ALP22K | 86.9441 | COUPLER | 1 | 119.1014 | 0.73 | 116
P22T | ALP22T | 88.8995 | TEE | 1 | 121.7802 | 0.73 | 111
P2A2N | ALP2A2N | 69.1619 | LUG | 1 | 94.7423 | 0.73 | 106
P2A4N | ALP2A4N | 73.0042 | LUG | 1 | 100.0057 | 0.73 | 106
P2SP1 | ALP2SP1 | 114.515 | STUD CONNECTOR | 1 | 156.8699 | 0.73 | 120
P2SP2 | ALP2SP2 | 135.8994 | STUD CONNECTOR | 1 | 186.1636 | 0.73 | 120
P2SP3 | ALP2SP3 | 135.8994 | STUD CONNECTOR | 1 | 186.1636 | 0.73 | 120
P2SP4 | ALP2SP4 | 159.7081 | STUD CONNECTOR | 1 | 218.7782 | 0.73 | 120
P2SP5 | ALP2SP5 | 159.6083 | STUD CONNECTOR | 1 | 218.6416 | 0.73 | 120
P42K | ALP42K | 88.1905 | COUPLER | 1 | 120.8089 | 0.73 | 116
P42T | ALP42T | 95.0061 | TEE | 1 | 130.1453 | 0.73 | 111
P44K | ALP44K | 106.9904 | COUPLER | 1 | 146.5622 | 0.73 | 116
P44T | ALP44T | 98.7684 | TEE | 1 | 135.2992 | 0.73 | 111
P4A2N | ALP4A2N | 93.1306 | LUG | 1 | 127.5762 | 0.73 | 106
P4A4N | ALP4A4N | 95.555 | LUG | 1 | 130.8972 | 0.73 | 106
P4SP1 | ALP4SP1 | 117.7264 | STUD CONNECTOR | 1 | 161.2691 | 0.73 | 120
P4SP2 | ALP4SP2 | 138.4838 | STUD CONNECTOR | 1 | 189.7038 | 0.73 | 120
P4SP3 | ALP4SP3 | 138.4838 | STUD CONNECTOR | 1 | 189.7038 | 0.73 | 120
P4SP4 | ALP4SP4 | 161.6636 | STUD CONNECTOR | 1 | 221.457 | 0.73 | 120
P4SP5 | ALP4SP5 | 161.6636 | STUD CONNECTOR | 1 | 221.457 | 0.73 | 120
P4ST6 | ALP4ST6 | 207.0966 | STUD CONNECTOR | 1 | 283.694 | 0.73 | 120
P4ST7 | ALP4ST7 | 261.9185 | STUD CONNECTOR | 1 | 358.7924 | 0.73 | 120
P4ST8 | ALP4ST8 | 296.145 | STUD CONNECTOR | 1 | 405.6781 | 0.73 | 120
P52K | ALP52K | 125.0814 | COUPLER | 1 | 171.3444 | 0.73 | 116
P52T | ALP52T | 125.4016 | TEE | 1 | 171.783 | 0.73 | 111
P54K | ALP54K | 128.8437 | COUPLER | 1 | 176.4983 | 0.73 | 116
P54T | ALP54T | 127.9861 | TEE | 1 | 175.3234 | 0.73 | 111
P55K | ALP55K | 140.3592 | COUPLER | 1 | 192.2729 | 0.73 | 116
P55T | ALP55T | 137.9349 | TEE | 1 | 188.9519 | 0.73 | 111
P5A2N | ALP5A2N | 117.0194 | LUG | 1 | 160.3006 | 0.73 | 106
P5A4N | ALP5A4N | 118.426 | LUG | 1 | 162.2274 | 0.73 | 106
P5SP1 | ALP5SP1 | 128.3748 | STUD CONNECTOR | 1 | 175.8559 | 0.73 | 120
P5SP2 | ALP5SP2 | 163.4704 | STUD CONNECTOR | 1 | 223.9321 | 0.73 | 120
P5SP3 | ALP5SP3 | 167.6901 | STUD CONNECTOR | 1 | 229.7124 | 0.73 | 120
P5SP4 | ALP5SP4 | 176.1523 | STUD CONNECTOR | 1 | 241.3045 | 0.73 | 120
P5SP5 | ALP5SP5 | 177.0901 | STUD CONNECTOR | 1 | 242.5891 | 0.73 | 120
P5ST6 | ALP5ST6 | 228.4697 | STUD CONNECTOR | 1 | 312.9722 | 0.73 | 120
P5ST7 | ALP5ST7 | 296.145 | STUD CONNECTOR | 1 | 405.6781 | 0.73 | 120
P5ST8 | ALP5ST8 | 318.8672 | STUD CONNECTOR | 1 | 436.8044 | 0.73 | 120
P62K | ALP62K | 132.5169 | COUPLER | 1 | 181.53 | 0.73 | 116
P62T | ALP62T | 129.0038 | TEE | 1 | 176.7175 | 0.73 | 111
P64K | ALP64K | 139.2614 | COUPLER | 1 | 190.769 | 0.73 | 116
P64T | ALP64T | 132.4459 | TEE | 1 | 181.4327 | 0.73 | 111
P65K | ALP65K | 145.6882 | COUPLER | 1 | 199.5728 | 0.73 | 116
P65T | ALP65T | 142.8637 | TEE | 1 | 195.7037 | 0.73 | 111
P66K | ALP66K | 159.2393 | COUPLER | 1 | 218.136 | 0.73 | 116
P66T | ALP66T | 154.8481 | TEE | 1 | 212.1206 | 0.73 | 111
P6A2N | ALP6A2N | 141.7659 | LUG | 1 | 194.1998 | 0.73 | 106
P6A4N | ALP6A4N | 143.4126 | LUG | 1 | 196.4556 | 0.73 | 106
P6SP1 | ALP6SP1 | 154.139 | STUD CONNECTOR | 1 | 211.1494 | 0.73 | 120
P6SP2 | ALP6SP2 | 179.7546 | STUD CONNECTOR | 1 | 246.2392 | 0.73 | 120
P6SP3 | ALP6SP3 | 179.7546 | STUD CONNECTOR | 1 | 246.2392 | 0.73 | 120
P6SP4 | ALP6SP4 | 183.9056 | STUD CONNECTOR | 1 | 251.9255 | 0.73 | 120
P6SP5 | ALP6SP5 | 187.5878 | STUD CONNECTOR | 1 | 256.9696 | 0.73 | 120
P6ST6 | ALP6ST6 | 260.1918 | STUD CONNECTOR | 1 | 356.4271 | 0.73 | 120
P6ST7 | ALP6ST7 | 349.0933 | STUD CONNECTOR | 1 | 478.21 | 0.73 | 120
P6ST8 | ALP6ST8 | 327.713 | STUD CONNECTOR | 1 | 448.9219 | 0.73 | 120
P72K | ALP72K | 134.6415 | COUPLER | 1 | 184.4404 | 0.73 | 116
P72T | ALP72T | 135.5792 | TEE | 1 | 185.725 | 0.73 | 111
P74K | ALP74K | 138.2438 | COUPLER | 1 | 189.375 | 0.73 | 116
P74T | ALP74T | 145.7682 | TEE | 1 | 199.6825 | 0.73 | 111
P75K | ALP75K | 150.6169 | COUPLER | 1 | 206.3245 | 0.73 | 116
P75T | ALP75T | 153.9103 | TEE | 1 | 210.836 | 0.73 | 111
P76K | ALP76K | 165.1857 | COUPLER | 1 | 226.2818 | 0.73 | 116
P76T | ALP76T | 173.3392 | TEE | 1 | 237.451 | 0.73 | 111
P77K | ALP77K | 183.128 | COUPLER | 1 | 250.8602 | 0.73 | 116
P77T | ALP77T | 195.97 | TEE | 1 | 268.4521 | 0.73 | 111
P7A2N | ALP7A2N | 184.9234 | LUG | 1 | 253.3198 | 0.73 | 106
P7A4N | ALP7A4N | 187.199 | LUG | 1 | 256.437 | 0.73 | 106
P7SP2 | ALP7SP2 | 251.2721 | STUD CONNECTOR | 1 | 344.2084 | 0.73 | 120
P7SP3 | ALP7SP3 | 251.2721 | STUD CONNECTOR | 1 | 344.2084 | 0.73 | 120
P7SP4 | ALP7SP4 | 263.0164 | STUD CONNECTOR | 1 | 360.2964 | 0.73 | 120
P7SP5 | ALP7SP5 | 268.4254 | STUD CONNECTOR | 1 | 367.706 | 0.73 | 120
P7ST6 | ALP7ST6 | 291.5251 | STUD CONNECTOR | 1 | 399.3494 | 0.73 | 120
P7ST7 | ALP7ST7 | 327.7183 | STUD CONNECTOR | 1 | 448.9292 | 0.73 | 120
P7ST8 | ALP7ST8 | 343.6137 | STUD CONNECTOR | 1 | 470.7037 | 0.73 | 120
P82K | ALP82K | 142.8637 | COUPLER | 1 | 195.7037 | 0.73 | 116
P82T | ALP82T | 150.9371 | TEE | 1 | 206.7631 | 0.73 | 111
P84K | ALP84K | 155.0882 | COUPLER | 1 | 212.4496 | 0.73 | 116
P84T | ALP84T | 158.4502 | TEE | 1 | 217.055 | 0.73 | 111
P85K | ALP85K | 166.6723 | COUPLER | 1 | 228.3182 | 0.73 | 116
P85T | ALP85T | 174.0368 | TEE | 1 | 238.4066 | 0.73 | 111
P86K | ALP86K | 186.2613 | COUPLER | 1 | 255.1525 | 0.73 | 116
P86T | ALP86T | 198.1657 | TEE | 1 | 271.4598 | 0.73 | 111
P87K | ALP87K | 215.0788 | COUPLER | 1 | 294.6284 | 0.73 | 116
P87T | ALP87T | 237.8697 | TEE | 1 | 325.849 | 0.73 | 111
P88K | ALP88K | 242.3409 | COUPLER | 1 | 331.9739 | 0.73 | 116
P88T | ALP88T | 245.4743 | TEE | 1 | 336.2662 | 0.73 | 111
P8A2N | ALP8A2N | 240.3055 | LUG | 1 | 329.1856 | 0.73 | 106
P8A4N | ALP8A4N | 246.0232 | LUG | 1 | 337.0181 | 0.73 | 106
P8SP5 | ALP8SP5 | 298.7294 | STUD CONNECTOR | 1 | 409.2184 | 0.73 | 120
P8ST6 | ALP8ST6 | 318.8672 | STUD CONNECTOR | 1 | 436.8044 | 0.73 | 120
P8ST7 | ALP8ST7 | 343.6137 | STUD CONNECTOR | 1 | 470.7037 | 0.73 | 120
P8ST8 | ALP8ST8 | 361.0757 | STUD CONNECTOR | 1 | 494.6243 | 0.73 | 120
T00K | ALT00K | 86.075 | COUPLER | 1 | 117.9109 | 0.73 | 118
T00K90 | ALT00K90 | 109.6842 | ELBOW | 1 | 150.2524 | 0.73 | 118
T00K90-6 | ALT00K90-6 | 89.2083 | ELBOW | 1 | 122.2032 | 0.73 | 118
T00T | ALT00T | 81.7752 | TEE | 1 | 112.0208 | 0.73 | 114
T00T-6 | ALT00T-6 | 59.6819 | TEE | 1 | 81.756 | 0.73 | 114
T0A2N | ALT0A2N | 73.5531 | LUG | 1 | 100.7576 | 0.73 | 110
T0A2N-6 | ALT0A2N-6 | 62.6551 | LUG | 1 | 85.8289 | 0.73 | 110
T0A4N | ALT0A4N | 76.6064 | LUG | 1 | 104.9402 | 0.73 | 110
T0A4N-6 | ALT0A4N-6 | 66.0285 | LUG | 1 | 90.45 | 0.73 | 110
T0JJ2T | ALT0JJ2T | 52.7176 | TEE | 1 | 72.2159 | 0.73 | 112
T0JJ3T | -- | 54.9018 | TEE | 1 | 75.208 | 0.73 | 112
T0JJ4T | ALT0JJ4T | 62.2663 | TEE | 1 | 85.2962 | 0.73 | 112
T0JJ5T | ALT0JJ5T | 70.0196 | TEE | 1 | 95.9172 | 0.73 | 112
T0P2K | ALT0P2K | 100.255 | COUPLER | 1 | 137.3357 | 0.73 | 117
T0P2T | ALT0P2T | 100.1749 | TEE | 1 | 137.2259 | 0.73 | 113
T0P4K | ALT0P4K | 101.6616 | COUPLER | 1 | 139.2624 | 0.73 | 117
T0P4T | ALT0P4T | 101.6616 | TEE | 1 | 139.2624 | 0.73 | 113
T0SP1 | ALT0SP1 | 112.4795 | STUD CONNECTOR | 1 | 154.0816 | 0.73 | 121
T10K | ALT10K | 94.1485 | COUPLER | 1 | 128.9705 | 0.73 | 118
T10T | ALT10T | 87.0927 | TEE | 1 | 119.3051 | 0.73 | 114
T11K | ALT11K | 103.697 | COUPLER | 1 | 142.0507 | 0.73 | 118
T11K90 | ALT11K90 | 130.7306 | ELBOW | 1 | 179.083 | 0.73 | 118
T11K90-6 | ALT11K90-6 | 98.7684 | ELBOW | 1 | 135.2992 | 0.73 | 118
T11T | ALT11T | 93.3593 | TEE | 1 | 127.8895 | 0.73 | 114
T11T-6 | ALT11T-6 | 76.3662 | TEE | 1 | 104.6112 | 0.73 | 114
T1A2N | ALT1A2N | 88.3506 | LUG | 1 | 121.0282 | 0.73 | 110
T1A2N-6 | ALT1A2N-6 | 77.384 | LUG | 1 | 106.0055 | 0.73 | 110
T1A4N | ALT1A4N | 91.0952 | LUG | 1 | 124.7879 | 0.73 | 110
T1A4N-6 | ALT1A4N-6 | 79.8883 | LUG | 1 | 109.436 | 0.73 | 110
T1JJ2T | ALT1JJ2T | 54.593 | TEE | 1 | 74.785 | 0.73 | 112
T1JJ3T | -- | 61.0884 | TEE | 1 | 83.6827 | 0.73 | 112
T1JJ4T | ALT1JJ4T | 68.3729 | TEE | 1 | 93.6614 | 0.73 | 112
T1JJ5T | ALT1JJ5T | 77.464 | TEE | 1 | 106.115 | 0.73 | 112
T1JJ6T | ALT1JJ6T | 86.9441 | TEE | 1 | 119.1014 | 0.73 | 112
T1JJ7T | ALT1JJ7T | 99.0085 | TEE | 1 | 135.6281 | 0.73 | 112
T1P2K | ALT1P2K | 110.9129 | COUPLER | 1 | 151.9355 | 0.73 | 117
T1P2T | ALT1P2T | 109.4949 | TEE | 1 | 149.993 | 0.73 | 113
T1P4K | ALT1P4K | 112.3995 | COUPLER | 1 | 153.9719 | 0.73 | 117
T1P4T | ALT1P4T | 111.3017 | TEE | 1 | 152.468 | 0.73 | 113
T1P5K | ALT1P5K | 118.1973 | COUPLER | 1 | 161.9141 | 0.73 | 117
T1P5T | ALT1P5T | 118.2659 | TEE | 1 | 162.008 | 0.73 | 113
T1SP1 | ALT1SP1 | 112.4795 | STUD CONNECTOR | 1 | 154.0816 | 0.73 | 121
T1SP2 | ALT1SP2 | 123.3661 | STUD CONNECTOR | 1 | 168.9947 | 0.73 | 121
T1SP3 | ALT1SP3 | 134.4014 | STUD CONNECTOR | 1 | 184.1114 | 0.73 | 121
T1SP4 | ALT1SP4 | 142.8637 | STUD CONNECTOR | 1 | 195.7037 | 0.73 | 121
T1SP5 | ALT1SP5 | 156.1059 | STUD CONNECTOR | 1 | 213.8437 | 0.73 | 121
T20K | ALT20K | 113.8861 | COUPLER | 1 | 156.0084 | 0.73 | 118
T20T | ALT20T | 101.5929 | TEE | 1 | 139.1683 | 0.73 | 114
T21K | ALT21K | 120.3128 | COUPLER | 1 | 164.8121 | 0.73 | 118
T21T | ALT21T | 106.6017 | TEE | 1 | 146.0297 | 0.73 | 114
T22K | ALT22K | 133.0748 | COUPLER | 1 | 182.2943 | 0.73 | 118
T22K90 | ALT22K90 | 161.0346 | ELBOW | 1 | 220.5954 | 0.73 | 118
T22K90-6 | ALT22K90-6 | 132.6861 | ELBOW | 1 | 181.7617 | 0.73 | 118
T22T | ALT22T | 116.1617 | TEE | 1 | 159.1256 | 0.73 | 114
T2A2N | ALT2A2N | 109.7349 | LUG | 1 | 150.3218 | 0.73 | 110
T2A2N-6 | ALT2A2N-6 | 96.0239 | LUG | 1 | 131.5396 | 0.73 | 110
T2A4N | ALT2A4N | 111.0615 | LUG | 1 | 152.139 | 0.73 | 110
T2A4N-6 | ALT2A4N-6 | 97.9793 | LUG | 1 | 134.2182 | 0.73 | 110
T2JJ3T | -- | 69.9395 | TEE | 1 | 95.8075 | 0.73 | 112
T2JJ4T | ALT2JJ4T | 77.1553 | TEE | 1 | 105.6922 | 0.73 | 112
T2JJ5T | ALT2JJ5T | 86.784 | TEE | 1 | 118.8822 | 0.73 | 112
T2JJ6T | ALT2JJ6T | 100.0263 | TEE | 1 | 137.0224 | 0.73 | 112
T2JJ7T | ALT2JJ7T | 116.8594 | TEE | 1 | 160.0813 | 0.73 | 112
T2JJ8T | ALT2JJ8T | 132.8347 | TEE | 1 | 181.9654 | 0.73 | 112
T2P2K | ALT2P2K | 118.511 | COUPLER | 1 | 162.3438 | 0.73 | 117
T2P2T | ALT2P2T | 115.6814 | TEE | 1 | 158.4677 | 0.73 | 113
T2P4K | ALT2P4K | 120.1529 | COUPLER | 1 | 164.593 | 0.73 | 117
T2P4T | ALT2P4T | 117.4083 | TEE | 1 | 160.8332 | 0.73 | 113
T2P5K | ALT2P5K | 132.1372 | COUPLER | 1 | 181.0098 | 0.73 | 117
T2P5T | ALT2P5T | 130.1017 | TEE | 1 | 178.2215 | 0.73 | 113
T2P6K | ALT2P6K | 133.6238 | COUPLER | 1 | 183.0463 | 0.73 | 117
T2SP1 | ALT2SP1 | 118.426 | STUD CONNECTOR | 1 | 162.2274 | 0.73 | 121
T2SP2 | ALT2SP2 | 137.306 | STUD CONNECTOR | 1 | 188.0904 | 0.73 | 121
T2SP3 | ALT2SP3 | 159.1592 | STUD CONNECTOR | 1 | 218.0263 | 0.73 | 121
T2SP4 | ALT2SP4 | 146.9347 | STUD CONNECTOR | 1 | 201.2804 | 0.73 | 121
T2SP5 | ALT2SP5 | 160.0969 | STUD CONNECTOR | 1 | 219.3108 | 0.73 | 121
T31K | ALT31K | 146.706 | COUPLER | 1 | 200.9671 | 0.73 | 118
T31T | ALT31T | 125.6303 | TEE | 1 | 172.0963 | 0.73 | 114
T32K | ALT32K | 147.4035 | COUPLER | 1 | 201.9226 | 0.73 | 118
T32T | ALT32T | 129.7814 | TEE | 1 | 177.7828 | 0.73 | 114
T33K | ALT33K | 159.3193 | COUPLER | 1 | 218.2456 | 0.73 | 118
T33K90 | ALT33K90 | 198.0856 | ELBOW | 1 | 271.3501 | 0.73 | 118
T33T | ALT33T | 141.2036 | TEE | 1 | 193.4296 | 0.73 | 114
T3A2N | ALT3A2N | 111.2216 | LUG | 1 | 152.3584 | 0.73 | 110
T3A4N | ALT3A4N | 133.3149 | LUG | 1 | 182.6232 | 0.73 | 110
T3JJ4T | ALT3JJ4T | 96.9615 | TEE | 1 | 132.824 | 0.73 | 112
T3JJ5T | ALT3JJ5T | 106.6817 | TEE | 1 | 146.1394 | 0.73 | 112
T3JJ6T | ALT3JJ6T | 114.515 | TEE | 1 | 156.8699 | 0.73 | 112
T3JJ7T | ALT3JJ7T | 134.1727 | TEE | 1 | 183.7982 | 0.73 | 112
T3JJ8T | ALT3JJ8T | 151.0857 | TEE | 1 | 206.9668 | 0.73 | 112
T3P2K | ALT3P2K | 127.197 | COUPLER | 1 | 174.2425 | 0.73 | 117
T3P4K | ALT3P4K | 128.4549 | COUPLER | 1 | 175.9656 | 0.73 | 117
T3P4T | ALT3P4T | 123.4462 | TEE | 1 | 169.1044 | 0.73 | 113
T3P5K | ALT3P5K | 136.9858 | COUPLER | 1 | 187.6518 | 0.73 | 117
T3P5T | ALT3P5T | 132.606 | TEE | 1 | 181.652 | 0.73 | 113
T3P6K | ALT3P6K | 155.2368 | COUPLER | 1 | 212.6532 | 0.73 | 117
T3P6T | AL3P6T | 155.2368 | TEE | 1 | 212.6532 | 0.73 | 113
T3P7K | ALT3P7K | 179.5259 | COUPLER | 1 | 245.9258 | 0.73 | 117
T3SP2 | ALT3SP2 | 160.8745 | STUD CONNECTOR | 1 | 220.376 | 0.73 | 121
T3SP3 | ALT3SP3 | 169.4169 | STUD CONNECTOR | 1 | 232.078 | 0.73 | 121
T3SP4 | ALT3SP4 | 182.2589 | STUD CONNECTOR | 1 | 249.6697 | 0.73 | 121
T3SP5 | ALT3SP5 | 192.0591 | STUD CONNECTOR | 1 | 263.0947 | 0.73 | 121
T3ST6 | ALT3ST6 | 260.4319 | STUD CONNECTOR | 1 | 356.756 | 0.73 | 121
T3ST8 | ALT3ST8 | 313.5384 | STUD CONNECTOR | 1 | 429.5046 | 0.73 | 121
T41K | ALT41K | 148.9016 | COUPLER | 1 | 203.9748 | 0.73 | 118
T41T | ALT41T | 127.906 | TEE | 1 | 175.2137 | 0.73 | 114
T42K | ALT42K | 163.3903 | COUPLER | 1 | 223.8223 | 0.73 | 118
T42T | ALT42T | 141.217 | TEE | 1 | 193.4479 | 0.73 | 114
T43K | ALT43K | 176.1523 | COUPLER | 1 | 241.3045 | 0.73 | 118
T43T | ALT43T | 158.2215 | TEE | 1 | 216.7417 | 0.73 | 114
T44K | ALT44K | 192.6766 | COUPLER | 1 | 263.9406 | 0.73 | 118
T44K90 | ALT44K90 | 242.8898 | ELBOW | 1 | 332.7258 | 0.73 | 118
T44T | ALT44T | 175.2947 | TEE | 1 | 240.1297 | 0.73 | 114
T4A2N | ALT4A2N | 177.559 | LUG | 1 | 243.2315 | 0.73 | 110
T4A4N | ALT4A4N | 179.2057 | LUG | 1 | 245.4872 | 0.73 | 110
T4JJ4T | ALT4JJ4T | 110.2838 | TEE | 1 | 151.0738 | 0.73 | 112
T4JJ5T | ALT4JJ5T | 116.6992 | TEE | 1 | 159.862 | 0.73 | 112
T4JJ6T | ALT4JJ6T | 122.1882 | TEE | 1 | 167.3812 | 0.73 | 112
T4JJ7T | ALT4JJ7T | 147.0147 | TEE | 1 | 201.39 | 0.73 | 112
T4JJ8T | ALT4JJ8T | 169.108 | TEE | 1 | 231.6548 | 0.73 | 112
T4P2K | ALT4P2K | 129.0038 | COUPLER | 1 | 176.7175 | 0.73 | 117
T4P4K | ALT4P4K | 131.977 | COUPLER | 1 | 180.7904 | 0.73 | 117
T4P4T | ALT4P4T | 134.0126 | TEE | 1 | 183.5789 | 0.73 | 113
T4P5K | ALT4P5K | 150.857 | COUPLER | 1 | 206.6534 | 0.73 | 117
T4P5T | ALT4P5T | 146.9347 | TEE | 1 | 201.2804 | 0.73 | 113
T4P6K | ALT4P6K | 175.2146 | COUPLER | 1 | 240.02 | 0.73 | 117
T4P6T | ALT4P6T | 172.5502 | TEE | 1 | 236.3701 | 0.73 | 113
T4P7K | ALT4P7K | 196.7477 | COUPLER | 1 | 269.5174 | 0.73 | 117
T4P8K | ALT4P8K | 232.152 | COUPLER | 1 | 318.0164 | 0.73 | 117
T4SP2 | ALT4SP2 | 172.4701 | STUD CONNECTOR | 1 | 236.2604 | 0.73 | 121
T4SP3 | ALT4SP3 | 196.2102 | STUD CONNECTOR | 1 | 268.781 | 0.73 | 121
T4SP4 | ALT4SP4 | 206.8567 | STUD CONNECTOR | 1 | 283.3654 | 0.73 | 121
T4SP5 | ALT4SP5 | 262.3874 | STUD CONNECTOR | 1 | 359.4348 | 0.73 | 121
T4ST6 | ALT4ST6 | 293.7207 | STUD CONNECTOR | 1 | 402.3571 | 0.73 | 121
T4ST7 | ALT4ST7 | 327.0094 | STUD CONNECTOR | 1 | 447.9581 | 0.73 | 121
T52K | ALT52K | 198.3143 | COUPLER | 1 | 271.6634 | 0.73 | 118
T52T | ALT52T | 174.4256 | TEE | 1 | 238.9392 | 0.73 | 114
T53K | ALT53K | 220.4878 | COUPLER | 1 | 302.0381 | 0.73 | 118
T53T | ALT53T | 175.2947 | TEE | 1 | 240.1297 | 0.73 | 114
T54K | ALT54K | 248.4475 | COUPLER | 1 | 340.3391 | 0.73 | 118
T54T | ALT54T | 218.1321 | TEE | 1 | 298.811 | 0.73 | 114
T55K | ALT55K | 268.4254 | COUPLER | 1 | 367.706 | 0.73 | 118
T55K90 | ALT55K90 | 344.0025 | ELBOW | 1 | 471.2363 | 0.73 | 118
T55T | ALT55T | 248.0587 | TEE | 1 | 339.8064 | 0.73 | 114
T5A2N | ALT5A2N | 227.7722 | LUG | 1 | 312.0167 | 0.73 | 110
T5A4N | ALT5A4N | 231.7631 | LUG | 1 | 317.4838 | 0.73 | 110
T5JJ4T | ALT5JJ4T | 129.7814 | TEE | 1 | 177.7828 | 0.73 | 112
T5JJ5T | ALT5JJ5T | 139.5702 | TEE | 1 | 191.192 | 0.73 | 112
T5JJ6T | ALT5JJ6T | 146.2371 | TEE | 1 | 200.3248 | 0.73 | 112
T5JJ7T | ALT5JJ7T | 181.2412 | TEE | 1 | 248.2756 | 0.73 | 112
T5JJ8T | ALT5JJ8T | 210.6189 | TEE | 1 | 288.519 | 0.73 | 112
T5P4K | ALT5P4K | 157.6726 | COUPLER | 1 | 215.9898 | 0.73 | 117
T5P4T | ALT5P4T | 148.4213 | TEE | 1 | 203.3168 | 0.73 | 113
T5P5K | ALT5P5K | 183.208 | COUPLER | 1 | 250.9699 | 0.73 | 117
T5P5T | ALT5P5T | 173.019 | TEE | 1 | 237.0124 | 0.73 | 113
T5P6K | ALT5P6K | 219.0812 | COUPLER | 1 | 300.1112 | 0.73 | 117
T5P6T | ALT5P6T | 211.7167 | TEE | 1 | 290.0228 | 0.73 | 113
T5P7K | ALT5P7K | 248.1388 | COUPLER | 1 | 339.9162 | 0.73 | 117
T5P8K | ALT5P8K | 272.2562 | COUPLER | 1 | 372.9538 | 0.73 | 117
T5SP5 | ALT5SP5 | 306.8829 | STUD CONNECTOR | 1 | 420.3875 | 0.73 | 121
T5ST6 | ALT5ST6 | 325.134 | STUD CONNECTOR | 1 | 445.389 | 0.73 | 121
T5ST7 | ALT5ST7 | 360.7669 | STUD CONNECTOR | 1 | 494.2013 | 0.73 | 121
T5ST8 | ALT5ST8 | 387.3202 | STUD CONNECTOR | 1 | 530.5756 | 0.73 | 121
T63K | ALT63K | 241.9522 | COUPLER | 1 | 331.4413 | 0.73 | 118
T63T | ALT63T | 232.5522 | TEE | 1 | 318.5646 | 0.73 | 114
T64K | ALT64K | 280.0895 | COUPLER | 1 | 383.6843 | 0.73 | 118
T64T | ALT64T | 245.5544 | TEE | 1 | 336.3758 | 0.73 | 114
T65K | ALT65K | 305.1562 | COUPLER | 1 | 418.0222 | 0.73 | 118
T65T | ALT65T | 271.7073 | TEE | 1 | 372.2018 | 0.73 | 114
T66K | ALT66K | 341.8069 | COUPLER | 1 | 468.2286 | 0.73 | 118
T66K90 | ALT66K90 | 436.1155 | ELBOW | 1 | 597.4184 | 0.73 | 118
T66T | ALT66T | 310.2449 | TEE | 1 | 424.9931 | 0.73 | 114
T6A2N | ALT6A2N | 291.6051 | LUG | 1 | 399.459 | 0.73 | 110
T6A4N | ALT6A4N | 296.7842 | LUG | 1 | 406.5536 | 0.73 | 110
T6JJ4T | ALT6JJ4T | 143.1839 | TEE | 1 | 196.1423 | 0.73 | 112
T6JJ5T | ALT6JJ5T | 163.1502 | TEE | 1 | 223.4934 | 0.73 | 112
T6JJ6T | ALT6JJ6T | 185.1634 | TEE | 1 | 253.6486 | 0.73 | 112
T6JJ7T | ALT6JJ7T | 234.6678 | TEE | 1 | 321.4627 | 0.73 | 112
T6JJ8T | ALT6JJ8T | 251.8897 | TEE | 1 | 345.0544 | 0.73 | 112
T6P4K | ALT6P4K | 190.561 | COUPLER | 1 | 261.0425 | 0.73 | 117
T6P4T | ALT6P4T | 176.7012 | TEE | 1 | 242.0564 | 0.73 | 113
T6P5K | ALT6P5K | 228.87 | COUPLER | 1 | 313.5205 | 0.73 | 117
T6P5T | ALT6P5T | 215.319 | TEE | 1 | 294.9575 | 0.73 | 113
T6P6K | ALT6P6K | 267.4762 | COUPLER | 1 | 366.4057 | 0.73 | 117
T6P6T | ALT6P6T | 252.2099 | TEE | 1 | 345.493 | 0.73 | 113
T6P7K | ALT6P7K | 283.2229 | COUPLER | 1 | 387.9766 | 0.73 | 117
T6P7T | ALT6P7T | 270.6896 | TEE | 1 | 370.8077 | 0.73 | 113
T6P8K | ALT6P8K | 304.0584 | COUPLER | 1 | 416.5183 | 0.73 | 117
T6P8T | ALT6P8T | 288.3917 | TEE | 1 | 395.0572 | 0.73 | 113
T6SP5 | ALT6SP5 | 357.3249 | STUD CONNECTOR | 1 | 489.4861 | 0.73 | 121
T6ST6 | ALT6ST6 | 360.0579 | STUD CONNECTOR | 1 | 493.23 | 0.73 | 121
T6ST7 | ALT6ST7 | 408.7045 | STUD CONNECTOR | 1 | 559.8692 | 0.73 | 121
T6ST8 | ALT6ST8 | 460.2444 | STUD CONNECTOR | 1 | 630.4717 | 0.73 | 121
T74K | ALT74K | 296.934 | COUPLER | 1 | 406.759 | 0.73 | 118
T74T | ALT74T | 256.6697 | TEE | 1 | 351.6023 | 0.73 | 114
T75K | ALT75K | 326.7693 | COUPLER | 1 | 447.6292 | 0.73 | 118
T75T | ALT75T | 288.9406 | TEE | 1 | 395.8091 | 0.73 | 114
T76K | ALT76K | 371.0246 | COUPLER | 1 | 508.2529 | 0.73 | 118
T76T | ALT76T | 341.258 | TEE | 1 | 467.4767 | 0.73 | 114
T77K | ALT77K | 437.9909 | COUPLER | 1 | 599.9875 | 0.73 | 118
T77K90 | ALT77K90 | 547.4971 | ELBOW | 1 | 749.996 | 0.73 | 118
T77T | ALT77T | 290.3471 | TEE | 1 | 397.7358 | 0.73 | 114
T7A2N | ALT7A2N | 367.6625 | LUG | 1 | 503.6473 | 0.73 | 110
T7A4N | ALT7A4N | 367.6625 | LUG | 1 | 503.6473 | 0.73 | 110
T7JJ4T | ALT7JJ4T | 165.6546 | TEE | 1 | 226.9241 | 0.73 | 112
T7JJ5T | ALT7JJ5T | 192.5966 | TEE | 1 | 263.8309 | 0.73 | 112
T7JJ6T | ALT7JJ6T | 206.3077 | TEE | 1 | 282.6133 | 0.73 | 112
T7JJ7T | ALT7JJ7T | 248.3675 | TEE | 1 | 340.2294 | 0.73 | 112
T7JJ8T | ALT7JJ8T | 262.7076 | TEE | 1 | 359.8734 | 0.73 | 112
T7P4K | ALT7P4K | 223.1522 | COUPLER | 1 | 305.688 | 0.73 | 117
T7P4T | ALT7P4T | 212.9632 | TEE | 1 | 291.7304 | 0.73 | 113
T7P5K | ALT7P5K | 258.1563 | COUPLER | 1 | 353.6388 | 0.73 | 117
T7P5T | ALT7P5T | 235.9943 | TEE | 1 | 323.2799 | 0.73 | 113
T7P6K | ALT7P6K | 302.7318 | COUPLER | 1 | 414.7012 | 0.73 | 117
T7P6T | ALT7P6T | 260.6721 | TEE | 1 | 357.0851 | 0.73 | 113
T7P7K | ALT7P7K | 316.5917 | COUPLER | 1 | 433.6872 | 0.73 | 117
T7P7T | ALT7P7T | 288.3917 | TEE | 1 | 395.0572 | 0.73 | 113
T7P8K | ALT7P8K | 331.2405 | COUPLER | 1 | 453.7541 | 0.73 | 117
T7P8T | ALT7P8T | 298.8895 | TEE | 1 | 409.4377 | 0.73 | 113
T7ST6 | ALT7ST6 | 406.5089 | STUD CONNECTOR | 1 | 556.8616 | 0.73 | 121
T7ST7 | ALT7ST7 | 457.8886 | STUD CONNECTOR | 1 | 627.2447 | 0.73 | 121
T7ST8 | ALT7ST8 | 511.4638 | STUD CONNECTOR | 1 | 700.6354 | 0.73 | 121
T84K | ALT84K | 309.4673 | COUPLER | 1 | 423.9278 | 0.73 | 118
T85K | ALT85K | 353.1738 | COUPLER | 1 | 483.7997 | 0.73 | 118
T85T | ALT85T | 308.5182 | TEE | 1 | 422.6276 | 0.73 | 114
T86K | ALT86K | 434.7889 | COUPLER | 1 | 595.6013 | 0.73 | 118
T86T | ALT86T | 385.2846 | TEE | 1 | 527.7871 | 0.73 | 114
T87K | ALT87K | 485.9284 | COUPLER | 1 | 665.6554 | 0.73 | 118
T87T | ALT87T | 445.8242 | TEE | 1 | 610.718 | 0.73 | 114
T88K | ALT88K | 538.0972 | COUPLER | 1 | 737.1194 | 0.73 | 118
T88K90 | ALT88K90 | 672.6586 | ELBOW | 1 | 921.4501 | 0.73 | 118
T88T | ALT88T | 493.7617 | TEE | 1 | 676.3859 | 0.73 | 114
T8A4N | ALT8A4N | 451.9422 | LUG | 1 | 619.0988 | 0.73 | 110
T8P5K | ALT8P5K | 299.3583 | COUPLER | 1 | 410.0798 | 0.73 | 117
T8P5T | ALT8P5T | 270.2207 | TEE | 1 | 370.1653 | 0.73 | 113
T8P6K | ALT8P6K | 321.2916 | COUPLER | 1 | 440.1254 | 0.73 | 117
T8P6T | ALT8P6T | 289.7982 | TEE | 1 | 396.9839 | 0.73 | 113
T8P7K | ALT8P7K | 337.8159 | COUPLER | 1 | 462.7615 | 0.73 | 117
T8P7T | ALT8P7T | 304.996 | TEE | 1 | 417.8028 | 0.73 | 113
T8P8K | ALT8P8K | 357.9424 | COUPLER | 1 | 490.3321 | 0.73 | 117
T8P8T | ALT8P8T | 327.7869 | TEE | 1 | 449.0232 | 0.73 | 113
T8ST8 | ALT8ST8 | 567.7036 | STUD CONNECTOR | 1 | 777.6762 | 0.73 | 121
T95K | ALT95K | 396.8688 | COUPLER | 1 | 543.6559 | 0.73 | 118
T95T | ALT95T | 355.438 | TEE | 1 | 486.9013 | 0.73 | 114
T96K | ALT96K | 493.3729 | COUPLER | 1 | 675.8533 | 0.73 | 118
T96T | ALT96T | 447.3107 | TEE | 1 | 612.7544 | 0.73 | 114
T97K | ALT97K | 538.0972 | COUPLER | 1 | 737.1194 | 0.73 | 118
T97T | ALT97T | 495.4084 | TEE | 1 | 678.6416 | 0.73 | 114
T98K | ALT98K | 592.8388 | COUPLER | 1 | 812.1079 | 0.73 | 118
T98T | ALT98T | 541.7794 | TEE | 1 | 742.1635 | 0.73 | 114
T99K | ALT99K | 633.6521 | COUPLER | 1 | 868.0166 | 0.73 | 118
T99K90 | ALT99K90 | 801.5023 | ELBOW | 1 | 1097.9484 | 0.73 | 118
T99T | ALT99T | 582.0258 | TEE | 1 | 797.2956 | 0.73 | 114
T9A4N | ALT9A4N | 534.4149 | LUG | 1 | 732.0752 | 0.73 | 110
T9P5K | ALT9P5K | 319.2561 | COUPLER | 1 | 437.3371 | 0.73 | 117
T9P5T | ALT9P5T | 294.8985 | TEE | 1 | 403.9705 | 0.73 | 113
T9P6K | ALT9P6K | 341.0293 | COUPLER | 1 | 467.1634 | 0.73 | 117
T9P6T | ALT9P6T | 303.2807 | TEE | 1 | 415.4531 | 0.73 | 113
T9P7K | ALT9P7K | 363.1913 | COUPLER | 1 | 497.5223 | 0.73 | 117
T9P7T | ALT9P7T | 324.585 | TEE | 1 | 444.637 | 0.73 | 113
T9P8K | ALT9P8K | 390.3735 | COUPLER | 1 | 534.7582 | 0.73 | 117
T9P8T | ALT9P8T | 352.2246 | TEE | 1 | 482.4995 | 0.73 | 113
T9ST8 | ALT9ST8 | 624.4123 | STUD CONNECTOR | 1 | 855.3593 | 0.73 | 121
TK00T | ALTK00T | 133.0748 | TEE | 1 | 182.2943 | 0.73 | 114
TK11T | ALTK11T | 158.29 | TEE | 1 | 216.8357 | 0.73 | 114
TK21T | ALTK21T | 187.7479 | TEE | 1 | 257.1889 | 0.73 | 114
TK22T | ALTK22T | 201.6879 | TEE | 1 | 276.2848 | 0.73 | 114
TK31T | ALTK31T | 213.981 | TEE | 1 | 293.1246 | 0.73 | 114
TK32T | ALTK32T | 227.9322 | TEE | 1 | 312.2359 | 0.73 | 114
TK33T | ALTK33T | 243.5189 | TEE | 1 | 333.5875 | 0.73 | 114
TK41T | ALTK41T | 247.3497 | TEE | 1 | 338.8352 | 0.73 | 114
TK42T | ALTK42T | 261.2896 | TEE | 1 | 357.931 | 0.73 | 114
TK43T | ALTK43T | 276.8762 | TEE | 1 | 379.2824 | 0.73 | 114
TK44T | ALTK44T | 297.9518 | TEE | 1 | 408.1531 | 0.73 | 114
TK52T | ALTK52T | 336.9582 | TEE | 1 | 461.5866 | 0.73 | 114
TK53T | ALTK53T | 352.6935 | TEE | 1 | 483.1417 | 0.73 | 114
TK54T | ALTK54T | 373.689 | TEE | 1 | 511.9027 | 0.73 | 114
TK55T | ALTK55T | 418.4933 | TEE | 1 | 573.2785 | 0.73 | 114
TK63T | ALTK63T | 426.0065 | TEE | 1 | 583.5706 | 0.73 | 114
TK64T | ALTK64T | 446.9219 | TEE | 1 | 612.2218 | 0.73 | 114
TK65T | ALTK65T | 491.8863 | TEE | 1 | 673.8168 | 0.73 | 114
TK66T | ALTK66T | 530.8928 | TEE | 1 | 727.2504 | 0.73 | 114
TK74T | ALTK74T | 543.1859 | TEE | 1 | 744.0902 | 0.73 | 114
TK75T | ALTK75T | 588.0703 | TEE | 1 | 805.5757 | 0.73 | 114
TK76T | ALTK76T | 627.1453 | TEE | 1 | 859.1032 | 0.73 | 114
TK77T | ALTK77T | 686.9072 | TEE | 1 | 940.9687 | 0.73 | 114
TK85T | ALTK85T | 687.8564 | TEE | 1 | 942.269 | 0.73 | 114
TK86T | ALTK86T | 727.0115 | TEE | 1 | 995.9062 | 0.73 | 114
TK87T | ALTK87T | 786.7048 | TEE | 1 | 1077.6778 | 0.73 | 114
TK88T | ALTK88T | 844.2711 | TEE | 1 | 1156.5358 | 0.73 | 114
TK95T | ALTK95T | 783.7201 | TEE | 1 | 1073.5891 | 0.73 | 114
TK96T | ALTK96T | 822.9667 | TEE | 1 | 1127.3516 | 0.73 | 114
TK97T | ALTK97T | 882.5685 | TEE | 1 | 1208.998 | 0.73 | 114
TK98T | ALTK98T | 939.7459 | TEE | 1 | 1287.3232 | 0.73 | 114
TK99T | ALTK99T | 997.2322 | TEE | 1 | 1366.0715 | 0.73 | 114
WP2C3 | ALWP2C3 | 129.0038 | BUS SUPPORT | 1 | 176.7175 | 0.73 | 122
WP2C5 | ALWP2C5 | 195.2611 | BUS SUPPORT | 1 | 267.481 | 0.73 | 122
WP4C3 | ALWP4C3 | 135.5792 | BUS SUPPORT | 1 | 185.725 | 0.73 | 122
WP4C5 | ALWP4C5 | 205.3701 | BUS SUPPORT | 1 | 281.3288 | 0.73 | 122
WP5C3 | ALWP5C3 | 142.2346 | BUS SUPPORT | 1 | 194.842 | 0.73 | 122
WP5C5 | ALWP5C5 | 235.2052 | BUS SUPPORT | 1 | 322.1989 | 0.73 | 122
WP6C3 | ALWP6C3 | 153.0526 | BUS SUPPORT | 1 | 209.6611 | 0.73 | 122
WP6C5 | ALWP6C5 | 239.4364 | BUS SUPPORT | 1 | 327.995 | 0.73 | 122
WP7C3 | ALWP7C3 | 161.2748 | BUS SUPPORT | 1 | 220.9244 | 0.73 | 122
WP7C5 | ALWP7C5 | 257.8474 | BUS SUPPORT | 1 | 353.2157 | 0.73 | 122
WP8C3 | ALWP8C3 | 192.9137 | BUS SUPPORT | 1 | 264.2653 | 0.73 | 122
WP8C5 | ALWP8C5 | 281.4274 | BUS SUPPORT | 1 | 385.517 | 0.73 | 122
WP9C3 | ALWP9C3 | 211.8654 | BUS SUPPORT | 1 | 290.2266 | 0.73 | 122
WP9C5 | ALWP9C5 | 310.1305 | BUS SUPPORT | 1 | 424.8364 | 0.73 | 122
WT5T3 | ALWT5T3 | 186.41 | BUS SUPPORT | 1 | 255.3562 | 0.73 | 122
WT5T5 | ALWT5T5 | 275.7784 | BUS SUPPORT | 1 | 377.7786 | 0.73 | 122
WT6T3 | ALWT6T3 | 293.0117 | BUS SUPPORT | 1 | 401.3858 | 0.73 | 122
WT6T5 | ALWT6T5 | 385.9822 | BUS SUPPORT | 1 | 528.7428 | 0.73 | 122
WT7T3 | ALWT7T3 | 314.7848 | BUS SUPPORT | 1 | 431.2121 | 0.73 | 122
WT7T5 | ALWT7T5 | 421.5466 | BUS SUPPORT | 1 | 577.4611 | 0.73 | 122
WT8T3 | ALWT8T3 | 401.5001 | BUS SUPPORT | 1 | 550.0002 | 0.73 | 122
WT8T5 | ALWT8T5 | 501.8352 | BUS SUPPORT | 1 | 687.4454 | 0.73 | 122
WT9T3 | ALWT9T3 | 413.9534 | BUS SUPPORT | 1 | 567.0595 | 0.73 | 122
WT9T5 | ALWT9T5 | 545.6904 | BUS SUPPORT | 1 | 747.521 | 0.73 | 122
X25A2N | ALX25A2N | 132.3659 | LUG | 1 | 181.3231 | 0.73 | 110
X25SP2 | ALX25SP2 | 90.935 | STUD CONNECTOR | 1 | 124.5685 | 0.73 | 119
X25SP3 | ALX25SP3 | 106.3616 | STUD CONNECTOR | 1 | 145.7008 | 0.73 | 119
X25SP4 | ALX25SP4 | 118.2659 | STUD CONNECTOR | 1 | 162.008 | 0.73 | 119
X25SP5 | ALX25SP5 | 133.6238 | STUD CONNECTOR | 1 | 183.0463 | 0.73 | 119
X25ST2 | ALX25ST2 | 85.0577 | STUD CONNECTOR | 1 | 116.5174 | 0.73 | 119
X25ST3 | ALX25ST3 | 99.4774 | STUD CONNECTOR | 1 | 136.2704 | 0.73 | 119
X25ST4 | ALX25ST4 | 110.5126 | STUD CONNECTOR | 1 | 151.3871 | 0.73 | 119
X25ST5 | ALX25ST5 | 124.8527 | STUD CONNECTOR | 1 | 171.0311 | 0.73 | 119
X45A2N | ALX45A2N | 154.139 | LUG | 1 | 211.1494 | 0.73 | 110
X45A4N | ALX45A4N | 173.3392 | LUG | 1 | 237.451 | 0.73 | 110
X45SP2 | ALX45SP2 | 118.2659 | STUD CONNECTOR | 1 | 162.008 | 0.73 | 119
X45SP3 | ALX45SP3 | 124.9328 | STUD CONNECTOR | 1 | 171.1408 | 0.73 | 119
X45SP4 | ALX45SP4 | 141.9259 | STUD CONNECTOR | 1 | 194.4191 | 0.73 | 119
X45SP5 | ALX45SP5 | 156.4948 | STUD CONNECTOR | 1 | 214.3764 | 0.73 | 119
X45ST2 | ALX45ST2 | 110.5126 | STUD CONNECTOR | 1 | 151.3871 | 0.73 | 119
X45ST3 | ALX45ST3 | 116.7792 | STUD CONNECTOR | 1 | 159.9715 | 0.73 | 119
X45ST4 | ALX45ST4 | 132.606 | STUD CONNECTOR | 1 | 181.652 | 0.73 | 119
X45ST5 | ALX45ST5 | 146.2774 | STUD CONNECTOR | 1 | 200.38 | 0.73 | 119
X45ST6 | ALX45ST6 | 153.6015 | STUD CONNECTOR | 1 | 210.413 | 0.73 | 119
X45ST65 | ALX45ST65 | 242.8898 | STUD CONNECTOR | 1 | 332.7258 | 0.73 | 119
X45ST7 | ALX45ST7 | 242.8898 | STUD CONNECTOR | 1 | 332.7258 | 0.73 | 119
X45ST75 | ALX45ST75 | 331.2405 | STUD CONNECTOR | 1 | 453.7541 | 0.73 | 119
X45ST8 | ALX45ST8 | 331.2405 | STUD CONNECTOR | 1 | 453.7541 | 0.73 | 119
X6A4N | ALX6A4N | 175.7738 | LUG | 1 | 240.786 | 0.73 | 110
X6SP2 | ALX6SP2 | 177.4903 | STUD CONNECTOR | 1 | 243.1374 | 0.73 | 119
X6SP3 | ALX6SP3 | 183.9056 | STUD CONNECTOR | 1 | 251.9255 | 0.73 | 119
X6SP4 | ALX6SP4 | 193.6944 | STUD CONNECTOR | 1 | 265.3348 | 0.73 | 119
X6SP5 | ALX6SP5 | 203.8033 | STUD CONNECTOR | 1 | 279.1826 | 0.73 | 119
X6ST2 | ALX6ST2 | 165.8146 | STUD CONNECTOR | 1 | 227.1433 | 0.73 | 119
X6ST3 | ALX6ST3 | 171.9212 | STUD CONNECTOR | 1 | 235.5085 | 0.73 | 119
X6ST4 | ALX6ST4 | 180.9324 | STUD CONNECTOR | 1 | 247.8526 | 0.73 | 119
X6ST5 | ALX6ST5 | 190.4924 | STUD CONNECTOR | 1 | 260.9485 | 0.73 | 119
X6ST6 | ALX6ST6 | 200.3613 | STUD CONNECTOR | 1 | 274.4676 | 0.73 | 119
X6ST65 | ALX6SR65 | 331.7894 | STUD CONNECTOR | 1 | 454.506 | 0.73 | 119
X6ST7 | ALX6ST7 | 331.7894 | STUD CONNECTOR | 1 | 454.506 | 0.73 | 119
X6ST75 | ALX6ST75 | 389.6644 | STUD CONNECTOR | 1 | 533.7869 | 0.73 | 119
X6ST8 | ALX6ST8 | 389.6644 | STUD CONNECTOR | 1 | 533.7869 | 0.73 | 119
X8SP5 | ALX8SP5 | 319.4161 | STUD CONNECTOR | 1 | 437.5564 | 0.73 | 119
X8ST5 | ALX8ST5 | 298.5007 | STUD CONNECTOR | 1 | 408.905 | 0.73 | 119
X8ST6 | ALX8ST6 | 313.9271 | STUD CONNECTOR | 1 | 430.0372 | 0.73 | 119
X8ST65 | ALX8ST65 | 358.1825 | STUD CONNECTOR | 1 | 490.6609 | 0.73 | 119
X8ST7 | ALX8ST7 | 358.1825 | STUD CONNECTOR | 1 | 490.6609 | 0.73 | 119
X8ST75 | ALX8ST75 | 494.7795 | STUD CONNECTOR | 1 | 677.7802 | 0.73 | 119
X8ST8 | ALX8ST8 | 494.7795 | STUD CONNECTOR | 1 | 677.7802 | 0.73 | 119
XP11A | ALXP11A | 50.8711 | LUG | 1 | 69.6864 | 0.73 | 106
XP11A2N | ALXP11A2N | 51.6999 | LUG | 1 | 70.8218 | 0.73 | 106
XP11A4N | ALXP11A4N | 53.3351 | LUG | 1 | 73.0618 | 0.73 | 106
XP12A | ALXP12A | 58.0352 | LUG | 1 | 79.5002 | 0.73 | 106
XP12A2N | ALXP12A2N | 60.0706 | LUG | 1 | 82.2886 | 0.73 | 106
XP12A4N | ALXP12A4N | 62.1862 | LUG | 1 | 85.1866 | 0.73 | 106
XP13A | ALXP13A | 64.3818 | LUG | 1 | 88.1942 | 0.73 | 106
XP13A2N | ALXP13A2N | 66.1087 | LUG | 1 | 90.5598 | 0.73 | 106
XP13A4N | ALXP13A4N | 69.9395 | LUG | 1 | 95.8075 | 0.73 | 106
XP14A | ALXP14A | 76.3662 | LUG | 1 | 104.6112 | 0.73 | 106
XP14A2N | ALXP14A2N | 77.8528 | LUG | 1 | 106.6477 | 0.73 | 106
XP14A4N | ALXP14A4N | 80.2086 | LUG | 1 | 109.8748 | 0.73 | 106
XP15A | ALXP15A | 97.7506 | LUG | 1 | 133.9049 | 0.73 | 106
XP15A2N | ALXP15A2N | 98.1394 | LUG | 1 | 134.4376 | 0.73 | 106
XP15A4N | ALXP15A4N | 101.1927 | LUG | 1 | 138.6202 | 0.73 | 106
XP16A | ALXP16A | 126.7281 | LUG | 1 | 173.6002 | 0.73 | 106
XP16A2N | ALXP16A2N | 127.6658 | LUG | 1 | 174.8846 | 0.73 | 106
XP16A4N | ALXP16A4N | 130.7306 | LUG | 1 | 179.083 | 0.73 | 106